## Price list Commercial Lighting
|  | Ordercode | Item | Description | Colour | Rate | Price | Carton Qnty: | EAN: |  | Spanning (V) | Stroom (A) | Vermogen (W) | Aantal LEDs | LED per meter | LED afstand | Beam | Lumen | Kleur temp | Lengte | Breedte | Hoogte | Diameter | Inbouw diepte | Inbouwmaat | Max connect | Snoer lengte | Type aansluiting | Knip afstand | Dimbaar | Merk LED | Type LED
[28 empty] | Schuko |  | Yes | CREE
[28 empty] | Euro plug |  | No
Striped wire
Modular plug
DC plug
Screw terminal
Special
|  | Index Commercial Price List 2013 |  |  |  | Page | [21 empty] | AMP
MR11
|  |  | ARCHITECTURAL LIGHTING |  |  | 2 - 3 | [21 empty] | MR16
|  |  | LAMPS & TUBES |  |  | 3 - 4 | [21 empty] | GU10
|  |  | FLOOD LIGHTS |  |  | 4 | [21 empty] | E14
|  |  | STREET PARKING LIGHT |  |  | 4 | [21 empty] | E27
|  |  | WALL WASHERS & UNDER WATER SPOTS |  |  | 5 | [21 empty] | AR111
|  |  | LED HIGH BAY |  |  | 5 | [21 empty] | G4
|  |  | PANELS |  |  | 5 | [21 empty] | T8
|  |  | DOWN LIGHT |  |  | 5 | [21 empty] | B22
|  |  | TRACK RAIL |  |  | 6
|  |  | 5 X 8 MINIFLAT |  |  | 6
|  |  | ROPE LIGHT |  |  | 6 - 7
|  |  | NEON FLEX |  |  | 7
|  |  | BORDER LIGHT |  |  | 8
|  |  | COVE LIGHT |  |  | 8 - 9
|  |  | FESTOON LIGHT |  |  | 9
|  |  | FLEX TAPE |  |  | 9 - 10
|  |  | BACKGROUND MODULES |  |  | 10
|  |  | LIGHT BARS |  |  | 10
|  |  | KITCHEN LIGHT |  |  | 10
|  |  | EASY TUBE |  |  | 10
|  |  | GROUND SPOTS & MARKER LIGHTS |  |  | 11
|  |  | ALUMINIUM GARDEN LIGHTING 230V |  |  | 12
|  |  | WALL LAMPS |  |  | 12
|  |  | GARDEN LIGHT 12V PLUG & PLAY |  |  | 12
|  |  | FLAT CABLE & BELT LIGHT |  |  | 12
|  |  | CONTROLLERS |  |  | 12
|  |  | POWER SUPPLIES CONSTANT VOLTAGE |  |  | 13
|  |  | POWER SUPPLIES CONSTANT CURRENT |  |  | 13
|  |  | FIBER OPTICS |  |  | 13 - 14
|  |  | WELLNESS |  |  | 14
|  |  | VARIOUS |  |  | 14
Attention:
Please be aware that there might be a colour difference between our LED products.
Warm white colors are most sensitive, but this can also happen with other products/colours.
We do the best we can to offer the same colours as much as possible.
= new product
= changed price
Price changes and misprints reserved / Prijswijzigingen en drukfouten voorbehouden
Ledverlichting Soest, Beckeringhstraat 39, 3762 EV Soest tel: 035-6029788
ARCHITECTURAL LIGHTING
UNIVERSAL MODULE 50MM 700MA 2.5 WATT 40° FOR PLATE 80 AND 90 SERIES
|  | 148-108 | TRUVM-50-2.5 WW | Universal module 2.5 Watt | Warm White | IP20 | 20.9475 | 200 | 8714984903005 | x |  | 700mA | 2.5 | 1 |  |  | 40 | 129 | 3150K |  |  | 31 mm | 50 mm | 21 mm |  |  | 95 cm | Modular plug |  | Yes | CREE | XP-E
|  | 148-138 | TRUVM-50-2.5 WW+ | Universal module 2.5 Watt | Warm White + | IP20 | 20.9475 | 200 | 8714984904293 | x |  | 700mA | 2.5 | 1 |  |  | 40 | 129 | 2700K |  |  | 31 mm | 50 mm | 21 mm |  |  | 95 cm | Modular plug |  | Yes | CREE | XP-E
|  | 148-101 | TRUVM-50-2.5 W | Universal module 2.5 Watt | White | IP20 | 20.9475 | 200 | 8714984903012 | x |  | 700mA | 2.5 | 1 |  |  | 40 | 141 | 6500K |  |  | 31 mm | 50 mm | 21 mm |  |  | 95 cm | Modular plug |  | Yes | CREE | XP-E
|  | 148-102 | TRUVM-50-2.5 B | Universal module 2.5 Watt | Blue | IP20 | 20.9475 | 1 | 8714984903029 | x |  | 700mA | 2.5 | 1 |  |  | 40 | n/a | 465-475nm |  |  | 31 mm | 50 mm | 21 mm |  |  | 95 cm | Modular plug |  | Yes | CREE | XP-E
|  | 148-103 | TRUVM-50-2.5 G | Universal module 2.5 Watt | Green | IP20 | 20.9475 | 1 | 8714984903036 | x |  | 700mA | 2.5 | 1 |  |  | 40 | n/a | 520-535nm |  |  | 31 mm | 50 mm | 21 mm |  |  | 95 cm | Modular plug |  | Yes | CREE | XP-E
|  | 148-104 | TRUVM-50-2.5 R | Universal module 2.5 Watt | Red | IP20 | 20.9475 | 1 | 8714984903043 | x |  | 700mA | 2.5 | 1 |  |  | 40 | n/a | 620-630nm |  |  | 31 mm | 50 mm | 21 mm |  |  | 95 cm | Modular plug |  | Yes | CREE | XP-E
|  | 148-105 | TRUVM-50-2.5 A | Universal module 2.5 Watt | Amber | IP20 | 20.9475 | 1 | 8714984903050 | x |  | 700mA | 2.5 | 1 |  |  | 40 | n/a | 585-595nm |  |  | 31 mm | 50 mm | 21 mm |  |  | 95 cm | Modular plug |  | Yes | CREE | XP-E
| 0 | 148-228 | TRUVM-50-7.5 WW | Universal module 3 x 2.5 Watt | Warm White | IP20 | 26.1975 | 1 | 8714984906693 | x |  | 700mA | 7.5 | 3 |  |  | 40 | 493 | 3150K |  |  | 31 mm | 50 mm | 21 mm |  |  | 95 cm | Modular plug |  | Yes | CREE | XP-G
|  | 148-238 | TRUVM-50-7.5 WW+ | Universal Module 3 x 2.5 Watt | Warm White + | IP20 | 26.1975 | 1 | 8714984906709 | x |  | 700mA | 7.5 | 3 |  |  | 40 | 493 | 2700K |  |  | 31 mm | 50 mm | 21 mm |  |  | 95 cm | Modular plug |  | Yes | CREE | XP-G
DOWNLIGHT MODULE 50MM 700MA 2.5 WATT 40° FOR USING AS SINGLE DOWNLIGHT WITH SPRINGS
|  | 148-118 | TRDLM-50-2.5 WW | Downlight module 2.5 Watt | Warm White | IP20 | 20.9475 | 200 | 8714984903067 | x |  | 700mA | 2.5 | 1 |  |  | 40 | 129 | 3150K |  |  | 31 mm | 50 mm | 28 mm | 43 mm |  | 95 cm | Modular plug |  | Yes | CREE | XP-E
|  | 148-148 | TRDLM-50-2.5 WW+ | Downlight module 2.5 Watt | Warm White + | IP20 | 20.9475 | 200 | 8714984904309 | x |  | 700mA | 2.5 | 1 |  |  | 40 | 129 | 2700K |  |  | 31 mm | 50 mm | 28 mm | 43 mm |  | 95 cm | Modular plug |  | Yes | CREE | XP-E
|  | 148-111 | TRDLM-50-2.5 W | Downlight module 2.5 Watt | White | IP20 | 20.9475 | 200 | 8714984903074 | x |  | 700mA | 2.5 | 1 |  |  | 40 | 141 | 6500K |  |  | 31 mm | 50 mm | 28 mm | 43 mm |  | 95 cm | Modular plug |  | Yes | CREE | XP-E
|  | 148-112 | TRDLM-50-2.5 B | Downlight module 2.5 Watt | Blue | IP20 | 20.9475 | 1 | 8714984903081 | x |  | 700mA | 2.5 | 1 |  |  | 40 | n/a | 465-475nm |  |  | 31 mm | 50 mm | 28 mm | 43 mm |  | 95 cm | Modular plug |  | Yes | CREE | XP-E
|  | 148-113 | TRDLM-50-2.5 G | Downlight module 2.5 Watt | Green | IP20 | 20.9475 | 1 | 8714984903098 | x |  | 700mA | 2.5 | 1 |  |  | 40 | n/a | 520-535nm |  |  | 31 mm | 50 mm | 28 mm | 43 mm |  | 95 cm | Modular plug |  | Yes | CREE | XP-E
|  | 148-114 | TRDLM-50-2.5 R | Downlight module 2.5 Watt | Red | IP20 | 20.9475 | 1 | 8714984903104 | x |  | 700mA | 2.5 | 1 |  |  | 40 | n/a | 620-630nm |  |  | 31 mm | 50 mm | 28 mm | 43 mm |  | 95 cm | Modular plug |  | Yes | CREE | XP-E
|  | 148-115 | TRDLM-50-2.5 A | Downlight module 2.5 Watt | Amber | IP20 | 20.9475 | 1 | 8714984903111 | x |  | 700mA | 2.5 | 1 |  |  | 40 | n/a | 585-595nm |  |  | 31 mm | 50 mm | 28 mm | 43 mm |  | 95 cm | Modular plug |  | Yes | CREE | XP-E
CABINET MODULE 600MA 2.5 WATT 90° WITH A DEPT OF ONLY 15MM FITTING IN WOODEN PANEL
|  | 148-128 | TRCM-42-2.5 WW | Cabinet module 2.5 Watt | Warm White | IP20 | 23.0475 | 1 | 8714984903128 | x |  | 700mA | 2.5 | 1 |  |  | 90 | 129 | 3150K |  |  | 19 mm | 42 mm | 17 mm | 34 mm |  | 95 cm | Modular plug |  | Yes | CREE | XP-E
|  | 148-411 | TRCM-CASE | Case for cabinet module | Aluminium | IP20 | 8.3475 | 1 | 8714984903142 | x | [11 empty] | 19 mm | 42 mm
|  | 148-413 | TRCM-TRCASE | Triangle case for cabinet module | Aluminium | IP20 | 10.4475 | 1 | 8714984904743
FURNITURE SPOT
|  | 148-530 | TRFS-1X2.5W | Universal furniture spot 2.5 Watt (50/56/60mm hole ) | Warm White | IP20 | 20.9475 | 1 | 8714984906662 |  |  | 700mA | 2.5 | 1 |  |  | 90 | 129 | 3150K | [7 empty] | 95 cm | Modular plug |  | Yes | CREE | XP-E
POWER MODULE 90MM 700MA 3X2.5 WATT 40° FOR PLATE 90 SERIES
|  | 148-208 | TRPM-70-3X2.5 WW | Power module 3 x 2.5 Watt | Warm White | IP20 | 57.75 | 50 | 8714984903159 |  |  | 700mA | 7.5 | 3 |  |  | 40 | 387 | 3150K |  |  | 47 mm | 70 mm |  |  |  | 95 cm | Modular plug |  | Yes | CREE | XP-E
|  | 148-218 | TRPM-70-3X2.5 WW+ | Power module 3 x 2.5 Watt | Warm White + | IP20 | 57.75 | 50 | 8714984904316 |  |  | 700mA | 7.5 | 3 |  |  | 40 | 387 | 2700K |  |  | 47 mm | 70 mm |  |  |  | 95 cm | Modular plug |  | Yes | CREE | XP-E
|  | 148-201 | TRPM-70-3X2.5 W | Power module 3 x 2.5 Watt | White | IP20 | 57.75 | 50 | 8714984903166 |  |  | 700mA | 7.5 | 3 |  |  | 40 | 423 | 6500K |  |  | 47 mm | 70 mm |  |  |  | 95 cm | Modular plug |  | Yes | CREE | XP-E
|  | 148-200 | TRPM-70-3X2.5 RGB | Power module 3 x 2.5 Watt | RGB | IP20 | 47.1975 | 50 | 8714984904736 |  |  | 700mA | 7.5 | 3 |  |  | 40 | n/a | 465-630nm |  |  | 47 mm | 70 mm |  |  |  | 95 cm | Modular plug |  | Yes | CREE | XP-E
PROJECT MODULE 2,5 WATT
|  | 148-278 | TRPM-1x2.5-20-WW+ | Project module 2.5 watt Indoor | Warm White + | IP20 | 17.7975 |  | 8714984908864
|  | 148-288 | TRPM-1x2.5-44-WW | Project module 2.5 watt Outdoor | Warm White | IP44 | 20.9475 |  | 8714984908871
SINGLE SPOT 32MM 700MA 2.5 WATT 40°
|  | 148-258 | TRSP-2.5W WW | Single spot 2.5 Watt - appr. 3150K | Warm White | IP20 | 29.3475 | 1 | 8714984903173 |  |  | 700mA | 2.5 | 1 |  |  | 40 | 129 | 3150K | [7 empty] | 95 cm | Modular plug |  | Yes | CREE | XP-E
|  | 148-268 | TRSP-2.5W WW+ | Single spot 2.5 Watt - appr. 2700K | Warm White + | IP20 | 29.3475 | 1 | 8714984903845 |  |  | 700mA | 2.5 | 1 |  |  | 40 | 129 | 3150K | [7 empty] | 95 cm | Modular plug |  | Yes | CREE | XP-E
|  | 148-251 | TRSP-2.5W W | Single spot 2.5 Watt - appr. 6500K | White | IP20 | 29.3475 | 1 | 8714984903180 |  |  | 700mA | 2.5 | 1 |  |  | 40 | 141 | 6500K | [7 empty] | 95 cm | Modular plug |  | Yes | CREE | XP-E
|  | 148-422 | TRSP-MD-SP | Mounting device for single spot on top of cabinet | Aluminium | na | 2.625 | 1 | 8714984904286
|  | 148-423 | TRSP-EXT-100 | Extension for single spot 10cm | Aluminium | na | 2.1 | 1 | 8714984902725 | [10 empty] | 10 cm
|  | 148-424 | TRSP-EXT-200 | Extension for single spot 20cm | Aluminium | na | 4.2 | 1 | 8714984902732 | [10 empty] | 20 cm
|  | 148-425 | TRSP-EXT-300 | Extension for single spot 30cm | Aluminium | na | 6.3 | 1 | 8714984902749 | [10 empty] | 30 cm
|  | 148-426 | TRSP-EXT-600 | Extension for single spot 60cm | Aluminium | na | 10.4475 | 1 | 8714984906563 | [10 empty] | 60 cm
|  | 148-427 | CON-EXT | Extension connector -> to connect above extension poles | Aluminium | na | 5.1975 | 1 | 8714984906570
The new single spots are with the wire on the bottom which can go true the extension pipe. No visible cables anymore.
MOUNTING LUMINAIRE
|  | 148-531 | TRSMF-4X2.5W | fixture 4*2.5w 230v dimable with triac dimmer appr. 3150K | Warm White | IP20 | 103.95 | 1 | 8714984906679 |  | 230 |  | 10 | 4 |  |  | 40 |  | 3150K | [8 empty] | Screw terminal |  | Yes | CREE | XP-E
|  | 148-532 | TRSMSP-3X2.5W | fixture 3*2.5w single spot 230v dimable with triac dimmer appr. 3150K | Warm White | IP20 | 103.95 | 1 | 8714984906686 |  | 230 |  | 7.5 | 3 |  |  | 40 |  | 3150K | [8 empty] | Screw terminal |  | Yes | CREE | XP-E
DESK SPOT 2,5 WATT 40° BEAM (LENSES FOR 15° AND 60° INCLUDED)
|  | 148-533 | TRDS-1x2.5W B | Desk Design Spot 230V BLACK housing - 1*2.5W, Adjustable beam | Warm White | IP20 | 73.4475 | 1 | 8714984908079
|  | 148-534 | TRDS-1x2.5W W | Desk Design Spot 230V WHITE housing - 1*2.5W, Adjustable beam | Warm White | IP20 | 73.4475 | 1 | 8714984908574
VARIOUS ITEMS - DOWN LIGHT, RECESSED SPOT AND WALL LIGHT
|  | 148-508 | TRDLR-3X2.5 WW | downlight 87mm 3*2.5watt 700m/A warm white adjustable | Warm White | IP20 | 47.1975 | 1 | 8714984905504 |  |  | 700mA | 7.5 | 3 |  |  | 40 |  | 3150K |  |  |  | 87 mm |  |  |  |  | Modular plug |  | Yes | CREE | XP-E
|  | 148-518 | TRDLO-3X2.5 WW | downlight 87mm 3*2.5watt 700m/A warm white | Warm White | IP20 | 47.1975 | 1 | 8714984905511 |  |  | 700mA | 7.5 | 3 |  |  | 40 |  | 3150K |  |  |  | 87 mm |  |  |  |  | Modular plug |  | Yes | CREE | XP-E
|  | 148-528 | TRRSP-3W-R WW | recessed spot 42*53mm 2,5 watt 700m/A ww round | Warm White | IP20 | 15.6975 | 1 | 8714984905528 |  |  | 700mA | 2.5 | 1 |  |  |  |  | 3150K |  |  |  | 42 mm | 53 mm |  |  |  | Modular plug |  | Yes | CREE | XP-E
|  | 148-529 | TRRSP-3W-SQ WW | recessed spot 42*42*53mm 2,5 watt 700m/A ww square | Warm White | IP20 | 15.6975 | 1 | 8714984905559 |  |  | 700mA | 2.5 | 1 |  |  |  |  | 3150K | 42 mm | 42 mm |  |  | 53 mm |  |  |  | Modular plug |  | Yes | CREE | XP-E
|  | 148-501 | TRWL-2X1DS W | wall light 140*75*30mm 2up/down 2x1watt white 230volt | White | IP20 | 46.1475 | 1 | 8714984905535 | [7 empty] | 40 |  | 6500K | 75 mm | 140 mm |  |  | 30 mm |  |  |  | Screw terminal |  | No | CREE | XP-E
|  | 148-511 | TRWL-2X1SS W | wall light 75*75*30mm 1up+1down 2x1watt white 230volt | White | IP20 | 51.975 | 1 | 8714984905542 | [7 empty] | 40 |  | 6500K | 75 mm | 75 mm |  |  | 30 mm |  |  |  | Screw terminal |  | No | CREE | XP-E
CONNECTORS
|  | 148-300 | TR-CON-2 | Connector 2 outlets |  | IP20 | 4.1475 | 50 | 8714984903203 | [18 empty] | Modular plug
|  | 148-301 | TR-CON-4 | Connector 4 outlets |  | IP20 | 5.1975 | 50 | 8714984903210 | [18 empty] | Modular plug
|  | 148-302 | TR-CON-6 | Connector 6 outlets |  | IP20 | 6.2475 | 50 | 8714984903227 | [18 empty] | Modular plug
|  | 148-303 | TR-EXT-2M | Extension cable male-female 2 meter |  | IP20 | 3.0975 | 50 | 8714984905078 | [18 empty] | Modular plug
|  | 148-304 | TR-EXT-5M | Extension cable male-female 5 meter |  | IP20 | 5.1975 | 50 | 8714984905085 | [18 empty] | Modular plug
|  | 148-305 | TR-EXT-10M | Extension cable male-female 10 meter |  | IP20 | 6.2475 | 50 | 8714984909168 | [18 empty] | Modular plug
ACCESSORIES
|  | 148-400 | TR-LENS-15 | Lens 15 degree beam |  | IP20 | 1.8375 | 1 | 8714984903234
|  | 148-401 | TR-LENS-25 | Lens 25 degree beam |  | IP20 | 1.8375 | 1 | 8714984903241
|  | 148-402 | TR-LENS-40 | Lens 40 degree beam |  | IP20 | 1.8375 | 1 | 8714984903258
|  | 148-403 | TR-LENS-60 | Lens 60 degree beam |  | IP20 | 1.8375 | 1 | 8714984903265
DRIVERS
|  | 215-110 | TR-DR-20-700 D | 20 Watt 350-700mA adjustable for maximal 6x2.5 Watt modules dimmable 1-10 Volt |  | IP20 | 31.4475 | 100 | 8714984903463 | [18 empty] | Euro plug
|  | 215-130 | TR-DIM-1-10V ALU | Aluminium Dimmer 1-10 Volt without on/off switch |  | IP20 | 31.4475 | 1 | 8714984904248 | [18 empty] | Striped wire
|  | 215-111 | TR-DR-20-700 | 20 Watt 700mA for maximal 6x2.5 Watt modules |  | IP20 | 24.0975 | 100 | 8714984903470 | [18 empty] | Euro plug
|  | 215-112 | TR-DR-18-600 | 18 Watt 600mA for maximal 6x2.5 Watt modules |  | IP20 | 24.0975 | 100 | 8714984903487 | [18 empty] | Euro plug
|  | 215-105 | TR-DR-06-700 P | 6 Watt 700mA for maximal 2x2.5 Watt modules plug type |  | IP20 | 10.4475 | 100 | 8714984904576 | [18 empty] | Euro plug
|  | 215-150 | TR-DR-20-700 PD | 20 Watt 700mA for maximal 6x2.5 Watt modules dimmable on primary side (trailing edge dimmer) |  | IP20 | 31.4475 | 1 | 8714984904781 | [18 empty] | Euro plug
|  | 215-148 | TR-DR-09-700 PD | 9 watt 700ma for 3x2.5w dimmable on primary side (trailing edge dimmer) |  | IP20 | 10.4475 | 1 | 8714984906464 | [18 empty] | Striped wire
PLATE 80 SERIES FOR CEILING MOUNTING WITH SPRINGS
|  | 148-000 | TRP-80S-1R | 1 hole round 80mm for ceiling mounting with springs |  | IP20 | 8.3475 | 50 | 8714984902855 | [13 empty] | 80 mm |  | 72 mm
|  | 148-001 | TRP-80S-1 | 1 hole 80x80mm for ceiling mounting with springs |  | IP20 | 9.3975 | 50 | 8714984902862 | [10 empty] | 80 mm | 80 mm |  |  |  | 72 mm
|  | 148-002 | TRP-80S-2 | 2 hole 80x150mm for ceiling mounting with springs |  | IP20 | 17.8395 | 50 | 8714984902879 | [10 empty] | 150 mm | 80 mm |  |  |  | 140 x 72 mm
|  | 148-003 | TRP-80S-3 | 3 hole 80x220mm for ceiling mounting with springs |  | IP20 | 26.1975 | 1 | 8714984902886 | [10 empty] | 221 mm | 80 mm |  |  |  | 208 x 72 mm
|  | 148-004 | TRP-80S-4 | 4 hole 80x295mm for ceiling mounting with springs |  | IP20 | 31.4475 | 1 | 8714984902893 | [10 empty] | 293 mm | 80 mm |  |  |  | 276 x 72 mm
|  | 148-005 | TRP-80S-4S | 4 hole 152x152mm for ceiling mounting with springs |  | IP20 | 31.4475 | 1 | 8714984902909 | [10 empty] | 152 mm | 152 mm |  |  |  | 140 x 140 mm
PLATE 80 SERIES FOR CEILING MOUNTING IN RECESSED BOXES
|  | 148-010 | TRP-80B-1R | 1 hole round 80mm for ceiling mounting in recessed boxes |  | IP20 | 9.3975 | 1 | 8714984902916
|  | 148-011 | TRP-80B-1 | 1 hole 80x80mm for ceiling mounting in recessed boxes |  | IP20 | 10.4475 | 1 | 8714984902923
|  | 148-012 | TRP-80B-2 | 2 hole 80x150mm for ceiling mounting in recessed boxes |  | IP20 | 19.8975 | 1 | 8714984902930
PLATE 80 SERIES FOR SURFACE MOUNTING
|  | 148-412 | TRUVM-CASE 1 | Case for surface mounting Universal Module 50mm 1 PC (use together with 148-010 / 148-011) |  | IP20 | 10.4475 | 1 | 8714984904279
PLATE 90 SERIES FOR CEILING MOUNTING WITH SPRINGS AND ADJUSTABLE
|  | 148-020 | TRP-90S-1R | 1 hole round 90mm adjustable for ceiling mounting with springs |  | IP20 | 10.4475 | 1 | 8714984902947
|  | 148-021 | TRP-90S-1 | 1 hole 90x90mm adjustable for ceiling mounting with springs |  | IP20 | 12.5475 | 1 | 8714984902954
|  | 148-022 | TRP-90S-2 | 2 hole 90x172mm adjustable for ceiling mounting with springs |  | IP20 | 25.1475 | 1 | 8714984902961
|  | 148-023 | TRP-90S-3 | 3 hole 90x255mm adjustable for ceiling mounting with springs |  | IP20 | 37.7475 | 1 | 8714984902978
|  | 148-024 | TRP-90S-4 | 4 hole 90x346mm adjustable for ceiling mounting with springs |  | IP20 | 47.1975 | 1 | 8714984902985
|  | 148-025 | TRP-90S-4S | 4 hole 172x172mm adjustable for ceiling mounting with springs |  | IP20 | 47.1975 | 1 | 8714984902992
|  | 148-507 | TRP-UV-50MM | Universal Standard 50mm Plate Adjustable |  | IP20 | 7.2975 |  | 8714984909663
PLATE AR-111 SERIE (USEFULL FOR 175-328 AND 175-338)
|  | 148-030 | TRP-111R 1 | 1 hole round 180mm for ceiling mounting with springs |  | IP20 | 22.05 | 1 | 8714984906600
|  | 148-031 | TRP-111S 1 | 1 hole square180mm for ceiling mounting with springs |  | IP20 | 22.05 | 1 | 8714984906617
|  | 148-032 | TRP-111S 2 | 2 hole square180*355 for ceiling mounting with springs |  | IP20 | 44.1 | 1 | 8714984906624
Lamps & Tubes
LED TL TUBES
|  | 177-008 | T8-2F-DF WW | TL Tube 60cm with 168 smd led 8 watt difuse cover alu base 3000K 500 lumen | Warm White | IP20 | 41.9475 | 25 | 8714984904590 | [18 empty] | T8
|  | 177-025 | T8-2F-DF NW | TL Tube 60cm with MCOB LED 8 WATT 4000K - 800 lumen | Natural White | IP20 | 41.9475 | 10 | 8714984908796
|  | 177-018 | T8-4F-DF WW | TL Tube 120cm with 300 smd led 15watt difuse cover alu base 3000K 1000 lumen | Warm White | IP20 | 57.75 | 25 | 8714984904606 | [18 empty] | T8
|  | 177-019 | T8-4F-DF NW | TL Tube 120cm with 252 led chips 16 Watt - 1600 lumen diffuse cover 4000K-4500K | Natural White | IP20 | 57.75 | 25 | 8714984907812 | [18 empty] | T8
|  | 177-020 | T8-5F-DF NW | TL Tube 150cm with MCOB LED 23 Watt - 2400 lumen diffuse cover 4000-5000K | Natural White | IP20 | 76.125
MR11 35MM
|  | 175-041 | L-MR11-1*1-6.0K | 35mm MR11 1 High Power LED 38º 1 Watt 12 Volt 48 Lumen | White | IP20 | 13.5975 | 1 | 8714984009691 |  | 12 |  | 1 | 1 |  |  | 38 | 48 | 6000K | 39 mm |  |  | 35 mm |  |  |  |  | MR11 |  | No
|  | 175-071 | L-MR11-1*1-6.0K | 35mm MR11 1 High Power LED 40º 1 Watt 12 Volt 48 Lumen | White | IP20 | 13.5975 | 1 | 8714984902770 |  | 12 |  | 1 | 1 |  |  | 40 | 46 | 6000K | [8 empty] | MR11 |  | No
|  | 175-126 | L-MR11-1*2-7.0K | 35mm MR11 1 2 Watt 35º 12 Volt 120 Lumen | White | IP20 | 13.5975
MR16 50MM
|  | 175-008 | L-SP50-GU5.3-WW | 50mm MR16 20 LED 25º GU5.3 12 Volt | Warm White | IP20 | 7.2975 | 20 | 8714984007536 |  | 12 |  |  | 20 |  |  | 25 |  |  | 48 mm |  |  | 50 mm |  |  |  |  | MR16 |  | No
|  | 175-002 | L-MR16-1*1-B | 50mm MR16 1 High Power LED 38º 1 Watt 12 Volt | Blue | IP20 | 18.8475 | 20 | 8714984009707 |  | 12 |  | 1 | 1 |  |  | 38 |  |  | 50 mm |  |  | 50 mm |  |  |  |  | MR16 |  | No
|  | 175-003 | L-MR16-1*1-G | 50mm MR16 1 High Power LED 38º 1 Watt 12 Volt | Green | IP20 | 18.8475 | 20 | 8714984009714 |  | 12 |  | 1 | 1 |  |  | 38 |  |  | 50 mm | [7 empty] | MR16 |  | No
|  | 175-004 | L-MR16-1*1-R | 50mm MR16 1 High Power LED 38º 1 Watt 12 Volt | Red | IP20 | 18.8475 | 20 | 8714984009721 |  | 12 |  | 1 | 1 |  |  | 38 |  |  | 50 mm | [7 empty] | MR16 |  | No
|  | 175-006 | L-MR16-1*1-A | 50mm MR16 1 High Power LED 38º 1 Watt 12 Volt | Amber | IP20 | 18.8475 | 20 | 8714984009738 |  | 12 |  | 1 | 1 |  |  | 38 |  |  | 50 mm | [7 empty] | MR16 |  | No
|  | 175-028 | L-MR16-1*3-2.8K | 50mm MR16 1 High Power LED 30º 3 Watt 12 Volt 120 Lumen | Warm White | IP20 | 13.5975 | 240 | 8714984009592 |  | 12 |  | 3 | 1 |  |  | 30 | 120 | 2800K | 50 mm |  |  | 50 mm |  |  |  |  | MR16 |  | No
|  | 175-001 | L-MR16-1*3-6.0K | 50mm MR16 1 High Power LED 30º 3 Watt 12 Volt 90 Lumen | White | IP20 | 13.5975 | 240 | 8714984009608 |  | 12 |  | 3 | 1 |  |  | 30 | 90 | 6000K | 51 mm |  |  | 50 mm |  |  |  |  | MR16 |  | No
|  | 175-130 | MR16-3*1.5-2.7K | 50mm MR16 3*1,5W High Power LED 12V 30° 4 Watt 220 Lumen | Warm White | IP20 | 17.7975 | 240 | 8714984909441
|  | 175-128 | MR16-3*1.7-2.7K | 50mm MR16 3*1.7W High Power LED 40° 12V 175 Lumen | Warm White | IP20 | 16.7475 | 240 | 8714984907058 |  | 12 |  | 5.1 | 3 |  |  | 40 | 175 | 2700K | [8 empty] | MR16 |  | No
|  | 175-011 | L-MR16-1*5-5.0K | 50mm MR16 1 High Power LED 45º 5 Watt 12 Volt 225 Lumen | White | IP20 | 26.1975 | 240 | 8714984009622 |  | 12 |  | 5 | 1 |  |  | 45 | 225 | 5000K | 55 mm |  |  | 50 mm |  |  |  |  | MR16 |  | No
|  | 175-129 | MR16-4*1.5-2.7K | 50mm MR16 4*1,5W High Power LED 12V 25° 6 Watt 270 Lumen | Warm White | IP20 | 20.9475 | 240 | 8714984908659
GU10 50MM
|  | 175-031 | L-GU10-1*3-6.0K | 50mm GU10 1 High Power LED 25º 3 Watt 230 Volt 90 Lumen | White | IP20 | 13.5975 | 180 | 8714984009752 |  | 230 |  | 3 | 1 |  |  | 25 | 90 | 6000K | 56 mm |  |  | 50 mm |  |  |  |  | GU10 |  | No
|  | 175-061 | L-GU10-1*5-5.0K | 50mm GU10 1 High Power LED 45º 5 Watt 230 Volt 225 Lumen | White | IP20 | 19.8975 | 180 | 8714984902626 |  | 230 |  | 5 | 1 |  |  | 45 | 225 | 5000K | 80 mm |  |  | 50 mm |  |  |  |  | GU10 |  | No
|  | 175-112 | GU10-3*1.5-2.7K | 50mm GU10 3*1,5W High Power LED 30° 4 Watt 230V 220 Lumen - dimmable | Warm White | IP20 | 18.8475 | 240 | 8714984909434
|  | 175-110 | GU10-1*5-2.7K | 50mm GU10 1 High Power LED 40º 5 Watt 230 Volt 250 Lumen - dimmable | Warm White | IP20 | 19.8975 | 10 | 8714984907041 |  | 230 |  | 5 | 1 |  |  | 40 | 260 | 2700K | 53 mm |  |  | 50 mm |  |  |  |  | GU10 |  | Yes
|  | 175-111 | GU10-4*1.5-2.7K | 50mm GU10 3*1,5W High Power LED 25° 6 Watt 230V 270 Lumen - dimmable | Warm White | IP20 | 23.625 | 240 | 8714984908642
|  | 175-117 | GU10-RFL-8-2.8K | 50mm GU10 9 Watt Sharp COB 40° 2800K 550 lumen 98*50mm - dimmable | Warm White | IP20 | 31.5 | 1 | 8714984910553
|  | 175-118 | GU10-RFL-8-3.0K | 50mm GU10 9 Watt Sharp COB 40° 300K 550 lumen 98*50mm - dimmable | Warm White | IP20 | 29.95 | 1 | 8714984910614
LED PROJECT SPOT
|  | 175-150 | PRSP-3*1.5-2.7K-BL | PROJECT SPOT 4 WATT - 3pcs Bridgelux LED - 254 lumen -Dimmable | Warm White | IP20 | 20.9475 |  | 909625
|  | 175-152 | PRSP-4*1.5-2.7K-XPE | PROJECT SPOT 6 WATT - 4pcs CREE XPE LED - 280 lumen - Dimmable | Warm White | IP20 | 31.4475 |  | 909632
|  | 175-153 | PRSP-3*2.5-2,7K-XPE | PROJECT SPOT 7,5 WATT - 3pcs CREE XPE LED - 350 lumen - Dimmable | Warm White | IP20 | 31.4475 |  | 909649
909656
E27 SPOT
|  | 175-048 | L-E27-1*5-2.8K | 50mm E27 1 High Power LED 45º 5 Watt 230 Volt 175 Lumen | Warm White | IP20 | 26.1975 | 180 | 8714984009630 |  | 230 |  | 5 | 1 |  |  | 45 | 175 | 2800K | 76 mm |  |  | 50 mm |  |  |  |  | E27 |  | No
|  | 175-021 | L-E27-1*5-5.0K | 50mm E27 1 High Power LED 45º 5 Watt 230 Volt 225 Lumen | White | IP20 | 26.1975 | 180 | 8714984009647 |  | 230 |  | 5 | 1 |  |  | 45 | 225 | 5000K | 76 mm |  |  | 50 mm |  |  |  |  | E27 |  | No
|  | 175-088 | L-E27-1*10-3.0K | 73mm E27 1 High Power LED 50º 13 Watt 230 Volt 450 Lumen | Warm White | IP20 | 31.4475 | 1 | 8714984902633 |  | 230 |  | 13 | 1 |  |  | 50 | 450 | 3000K | 128 mm |  |  | 72 mm |  |  |  |  | E27 |  | No
|  | 175-051 | L-E27-1*10-5.0K | 73mm E27 1 High Power LED 50º 13 Watt 230 Volt 550 Lumen | White | IP20 | 31.4475 | 1 | 8714984902640 |  | 230 |  | 13 | 1 |  |  | 50 | 550 | 5000K | 128 mm |  |  | 72 mm |  |  |  |  | E27 |  | No
PAR SPOTS
|  | 175-230 | PAR20-1*8-3.0K | PAR20 E27 8 Watt High Power - 510 lumen Warm White 2700K | Warm White | IP20 | 29.3475 |  | 8714984908338 |  | 230
|  | 175-228 | PAR30-1*13-3.1K | PAR30 96mm E27 1 High Power LED 30º 13 Watt 230 Volt 580 Lumen | Warm White | IP20 | 62.9475 | 1 | 8714984904521 |  | 230 |  | 13 | 1 |  |  | 30 | 580 | 3150K | 128 mm |  |  | 96 mm |  |  |  |  | E27 |  | No
|  | 175-202 | PAR30-6*2-3,0K | PAR30 6 x 2 Watt - 40º 12 Watt 230 Volt 600 Lumen 3000K | Warm White | IP20 | 52.4475 | 1 | 8714984906969 |  | 230 |  | 12 | 6 |  |  | 40 | 600 | 3000K | [8 empty] | E27 |  | No
|  | 175-211 | L-PAR-38-9*2-6,0K | PAR38 9 High Power LED 25° 16 Watt E27 230 Volt | White | IP20 | 83.9475 | 1 | 8714984903326 |  | 230 |  | 16 | 9 |  |  | 25 |  | 6000K | 145 mm |  |  | 118 mm |  |  |  |  | E27 |  | No
|  | 175-212 | PAR38-9*2-3,0K | PAR38 9 High Power LED 40° 18 Watt E27 230 Volt - 900 lumen 3000K | Warm White | IP20 | 68.1975 | 48 | 8714984907751 |  | 230 |  | 18 | 9 |  |  | 40 | 900 | 3000K | [8 empty] | E27 |  | No
AR111 SPOT (Ø111MM)
|  | 175-268 | AR-111-6-25 WW | AR 111 6hp led 25° 12 watt 600 lumen 12vac only retro fit | Warm White | IP20 | 62.9475 | 1 | 8714984904613 |  | 12 |  | 12 | 6 |  |  | 25 | 600 |  | 62 mm |  |  | 111 mm |  |  |  |  | AR111 |  | No
|  | 175-298 | AR-111X-6-40 WW | AR 111 6hp led 40° 16 watt 750 lumen + 700ma driver | Warm White | IP20 | 73.4475 | 1 | 8714984904644 |  | 230 |  | 16 | 6 |  |  | 40 | 750 |  | 37 mm |  |  | 111 mm |  |  |  |  | Screw terminal |  | No
|  | 175-308 | AR111-6-18 WW | AR111 6hp led 18° 11 watt 700 lumen 12v ac retro fit | Warm White | IP20 | 73.4475 | 1 | 8714984901711 |  | 12 |  | 11 | 6 |  |  | 18 | 700 | [9 empty] | AR111 |  | No
|  | 175-318 | AR111-6-32 WW | AR111 6hp led 32° 11 watt 700 lumen 12v ac retro fit | Warm White | IP20 | 73.4475 | 1 | 8714984901728 |  | 12 |  | 11 | 6 |  |  | 32 | 700 | 3000K | 49 mm |  |  | 111 mm |  |  |  |  | AR111 |  | No
|  | 175-328 | AR111Y-6-18 WW | AR111Y 6hp led 18° 11 watt 800 lumen without driver | Warm White | IP20 | 62.9475 | 1 | 8714984906532 |  |  | 700mA | 11 | 6 |  |  | 18 | 800 | [9 empty] | Modular plug |  | Yes
|  | 175-338 | AR111Y-6-32 WW | AR111Y 6hp led 32° 11 watt 800 lumen without driver | Warm White | IP20 | 62.9475 | 1 | 8714984906549 |  |  | 700mA | 11 | 6 |  |  | 32 | 800 | 3000K | 36 mm |  |  | 111 mm |  |  |  |  | Modular plug |  | Yes
|  | 175-299 | AR111-RGB | AR111 RGB - 25° - 7 watt | RGB | IP20 | 73.4475 | 1 | 8714984908307 |  | 12 |  | 7 | 6 |  |  | 25 | [5 empty] | 111mm | [6 empty] | Yes
|  | 175-309 | AR111-RFL | AR111 Reflector Lamp 2700K - 15 Watt - 25° including external driver - 660 lumen | Warm White | IP20 | 57.75 | 1 | 8714984908444 |  | 230 |  | 15 | 1 |  |  | 25
|  | 175-310 | AR111-RFL-45 | AR111 Reflector Lamp 2700K - 15 Watt - 45° including external driver - 660 lumen | Warm White | IP20 | 57.75
A50 & A60 LAMP
|  | 175-359 | A-50-4W XWW | A50 lamp 4 watt - 125 lumen, 2500K FLAME | Extra Warm White | IP20 | 9.3975 | 1 | 8714984906587 |  | 230 |  | 4 |  |  |  |  | 125 | 2500K | 90 mm |  |  | 50 mm |  |  |  |  | E27 |  | No
|  | 175-348 | A60-3*1 WW | A60 E27 3x1 watt 170 lumen | Warm White | IP20 | 18.8475 | 1 | 8714984904651 |  | 230 |  | 1 | 3 |  |  |  | 170 | 3000K | 118 mm |  |  | 60 mm |  |  |  |  | E27 |  | No
|  | 175-349 | A60-3*1 XWW | A60 led lamp E27 extra warm white 2500K 160 lumen FLAME | Extra Warm White | IP20 | 18.8475 | 1 | 8714984904682 |  | 230 |  | 3 | 3 |  |  |  | 160 | 2500K | 118 mm |  |  | 60 mm |  |  |  |  | E27 |  | No
|  | 175-358 | A60-18L WW | A60 led lamp E27 18 led warm white 3000k 45 lumen | Warm White | IP20 | 10.5 | 1 | 8714984905061 |  | 230 |  | 2 | 18 |  |  |  |  | 2500K | 112mm |  |  | 60 mm |  |  |  |  | E27 |  | No
|  | 175-415 | M60-E27 3W MILKY | M60 E27 3W milky - 180 lumen - dimmable | Warm White | IP20 | 22.827 | 1 | 8714984907591 |  | 230 |  | 3 | [14 empty] | E27 |  | Yes
G4 & G9
|  | 175-500 | G4-3-27K-12V | G4 12 volt 3smd 2700k side pin | Warm White | IP20 | 3.675 | 1 | 8714984909090 |  | 12
|  | 175-501 | G4-6-27K-12V | G4 12 volt 6smd 2700k side pin | Warm White | IP20 | 6.2475 | 1 | 8714984909106 |  | 12
|  | 175-502 | G4-12-27K-12V | G4 12 volt 12smd 2700k side pin | Warm White | IP20 | 10.4475 | 1 | 8714984909113 |  | 12
|  | 175-503 | G4-21-27K-12V | G4 12 volt 21smd 2700k down pin | Warm White | IP20 | 7.875 | 1 | 8714984909120 |  | 12
|  | 175-504 | G9-45-27K-230V | G9 230 volt 45smd 2700K | Warm White | IP20 | 14.6475 | 1 | 8714984909137 |  | 230
|  | 175-505 | G9-60-27K-230V | G9 230 volt 60smd 2700K | Warm White | IP20 | 15.6975 | 1 | 8714984909144 |  | 230
|  | 175-506 | E14-7-27K-230V | E14 Tubular Lamp 230volt 7smd 2700K | Warm White | IP20 | 5.775 | 1 | 8714984909151 |  | 230
|  | 175-508 | G4-1HP-30K-12V | G4 12 volt 1 HP LED 3000K down pin | Warm White | IP20 | 5.775 | 1 | 8714984910485 |  | 12
LED CANDLE LAMPS
|  | 175-400 | E14-CAN-FROS-DIM | E14 Candle Frosted 3 watt - 170 lumen - dimmable | Warm White | IP20 | 22.827 | 1 | 8714984906990 |  | 230 |  | 3 | 3 | [13 empty] | E14 |  | Yes
|  | 175-401 | E14-CAN-CLEAR-DIM | E14 Candle Clear 3 watt - 190 lumen - dimmable | Warm White | IP20 | 22.827 | 1 | 8714984907003 |  | 230 |  | 3 | 1 | [13 empty] | E14 |  | Yes
|  | 175-404 | E14-CAN-CLEAR | E14 Candle Clear 3 watt - 190 lumen | Warm White | IP20 | 11.7075 | 1 | 8714984907065 |  | 230 |  | 3 | 1 | [13 empty] | E14 |  | No
|  | 175-402 | E14-PCAN-FROS-DIM | E14 Point Candle Frosted 3 watt - 170 lumen - dimmable | Warm White | IP20 | 22.827 | 1 | 8714984907010 |  | 230 |  | 3 | 3 | [13 empty] | E14 |  | Yes
|  | 175-403 | E14-PCAN-CLEAR-DIM | E14 Point Candle Clear 3 watt - 190 lumen - dimmable | Warm White | IP20 | 22.827 | 1 | 8714984907027 |  | 230 |  | 3 | 1 | [13 empty] | E14 |  | Yes
|  | 175-405 | E14-PCAN-CLEAR | E14 Point Candle Clear 3 watt - 190 lumen | Warm White | IP20 | 11.7075 | 1 | 8714984907072 |  | 230 |  | 3 | 1 | [13 empty] | E14 |  | No
|  | 175-406 | E14-CAN-FLAME-DIM | E14 Candle Flame - 3 watt - dimmable - 150 lumen | Warm White Flame | IP20 | 22.827 | 1 | 8714984907447 |  | 230 |  | 3 | 3 | [13 empty] | E14 |  | Yes
|  | 175-407 | E14-PCAN-FLAME-DIM | E14 Point Candle Flame - 3 watt - dimmable - 150 lumen | Warm White Flame | IP20 | 22.827 | 1 | 8714984907454 |  | 230 |  | 3 | 3 | [13 empty] | E14 |  | Yes
LED SPOTLAMP RGB SINGLE
|  | 180-010 | RGB-S-MR16F | Single 50mm MR16 5 Watt 12 Volt to use with remote control | RGB | IP20 | 52.4475 | 1 | 8714984902350 |  | 12 |  | 5 | [14 empty] | MR16
|  | 180-011 | RGB-S-GU10F | Single 50mm GU10 5 Watt 230 Volt to use with remote control | RGB | IP20 | 52.4475 | 1 | 8714984902367 |  | 230 |  | 5
|  | 180-012 | RGB-S-E27F | Single 50mm E27 5 Watt 230 Volt to use with remote control | RGB | IP20 | 52.4475 | 1 | 8714984902374 |  | 230 |  | 5
|  | 180-024 | RGB-RC L | Remote control for single and master slave large |  | IP20 | 12.6 | 1 | 8714984902541
LED SPOTLAMP RGB MASTER SLAVE
|  | 180-020 | RGB-MASTER | 50mm Master 5 Watt 12 Volt + 30cm wire for connecting with 4 wire cable | RGB | IP20 | 91.8729 | 1 | 8714984902381 | [17 empty] | 30 cm | Striped wire
|  | 180-021 | RGB-SLAVE | 50mm slave 5 Watt 12 Volt + 30cm wire for connecting with 4 wire cable | RGB | IP20 | 73.4475 | 1 | 8714984902398 | [17 empty] | 30 cm | Striped wire
|  | 180-024 | RGB-RC L | Remote control for single and master slave large |  | IP20 | 12.6 | 1 | 8714984902541
LED LAMP COLOR CHANGING
|  | 180-009 | L-A60-12L-E27-MC | A60 lamp 7 color changing 12 LED E27 230 Volt retail pack |  | IP44 | 6.2475 | 100 | 8714984006607 |  | 230 | [16 empty] | E27
TRADITIONAL ROUND LAMPS FOR BELTLIGHT
|  | 590-071 | LMP-10-P45-E27 C | 10 round bulb E27 15w transparent glass price/10 pack | Clear |  | 5.25 | 40 | 8714984007949
|  | 590-072 | LMP-10-P45-E27 B | 10 round bulb E27 15w transparent glass price/10 pack | Blue |  | 5.25 | 40 | 8714984007956 | [18 empty] | E27
|  | 590-073 | LMP-10-P45-E27 G | 10 round bulb E27 15w transparent glass price/10 pack | Green |  | 5.25 | 40 | 8714984007963 | [18 empty] | E27
|  | 590-073 | LMP-10-P45-E27 R | 10 round bulb E27 15w transparent glass price/10 pack | Red |  | 5.25 | 40 | 8714984007970
|  | 590-075 | LMP-10-P45-E27 Y | 10 round bulb E27 15w transparent glass price/10 pack | Yellow |  | 5.25 | 40 | 8714984007987 | [18 empty] | E27
LED LAMPS ROUND 45MM 230V (RETAIL PACK)
|  | 165-000 | L-P45-6L-E27-CLEAR | Round lamp 45mm E27 230 Volt 1 Watt Clear Cover | Warm White | IP44 | 4.1475 | 100 | 8714984906518 |  | 230 |  | 1 | [14 empty] | E27
|  | 165-009 | L-P45-10L-E27-CLEAR | Round lamp 45mm E27 230 Volt 1,7 Watt Clear Cover | Warm White | IP44 | 4.9875 | 100 | 8714984907652 |  | 230 |  | 1.7 | [14 empty] | E27
|  | 165-001 | L-P45-6L-E27-W | Round lamp 45mm E27 230 Volt 1 Watt | White | IP44 | 4.1475 | 100 | 8714984006348 |  | 230 |  | 1 | [14 empty] | E27
|  | 165-002 | L-P45-6L-E27-B | Round lamp 45mm E27 230 Volt 1 Watt | Blue | IP44 | 4.1475 | 100 | 8714984006355 |  | 230 |  | 1 | [14 empty] | E27
|  | 165-003 | L-P45-6L-E27-G | Round lamp 45mm E27 230 Volt 1 Watt | Green | IP44 | 4.1475 | 100 | 8714984006362 |  | 230 |  | 1 | [14 empty] | E27
|  | 165-004 | L-P45-6L-E27-R | Round lamp 45mm E27 230 Volt 1 Watt | Red | IP44 | 4.1475 | 100 | 8714984006379 |  | 230 |  | 1 | [14 empty] | E27
|  | 165-005 | L-P45-6L-E27-Y | Round lamp 45mm E27 230 Volt 1 Watt | Yellow | IP44 | 4.1475 | 100 | 8714984006386 |  | 230 |  | 1 | [14 empty] | E27
|  | 165-008 | L-P45-6L-E27-WW | Round lamp 45mm E27 230 Volt 1 Watt | Warm White | IP44 | 4.1475 | 100 | 8714984906716 |  | 230 |  | 1 | [14 empty] | E27
|  | 165-020 | L-P45-6L-B22-CL | round lamp 45mm B22 230v glass clear | Warm White | IP44 | 4.1475 | 100 | 8714984908970 |  | 230 |  | 1
|  | 165-021 | L-P45-6L-B22-W | round lamp 45mm B22 230v glass white | White | IP44 | 4.1475 | 100 | 8714984909007 |  | 230 |  | 1
|  | 165-022 | L-P45-6L-B22-B | round lamp 45mm B22 230v glass blue | Blue | IP44 | 4.1475 | 100 | 8714984909014 |  | 230 |  | 1
|  | 165-023 | L-P45-6L-B22-G | round lamp 45mm B22 230v glass green | Green | IP44 | 4.1475 | 100 | 8714984909021 |  | 230 |  | 1
|  | 165-024 | L-P45-6L-B22-R | round lamp 45mm B22 230v glass red | Red | IP44 | 4.1475 | 100 | 8714984909038 |  | 230 |  | 1
|  | 165-025 | L-P45-6L-B22-Y | round lamp 45mm B22 230v glass yellow | Yellow | IP44 | 4.1475 | 100 | 8714984909045 |  | 230 |  | 1
|  | 165-028 | L-P45-6L-B22-WW | round lamp 45mm B22 230v glass warm white | Warm White | IP44 | 4.1475 | 100 | 8714984909052 |  | 230 |  | 1
LED LAMPS P50 48MM 230 VOLT HEAVY DUTY
|  | 165-011 | P50-10L-E27 W | led lamp 48mm 10 led E27 1 watt acrylate cover | White | IP44 | 5.1975 | 100 | 8714984905832 | [18 empty] | E27
|  | 165-012 | P50-10L-E27 B | led lamp 48mm 10 led E27 1 watt acrylate cover | Blue | IP44 | 5.1975 | 100 | 8714984905849 | [18 empty] | E27
|  | 165-013 | P50-10L-E27 G | led lamp 48mm 10 led E27 1 watt acrylate cover | Green | IP44 | 5.1975 | 100 | 8714984905856 | [18 empty] | E27
|  | 165-014 | P50-10L-E27 R | led lamp 48mm 10 led E27 1 watt acrylate cover | Red | IP44 | 5.1975 | 100 | 8714984905863 | [18 empty] | E27
|  | 165-015 | P50-10L-E27 Y | led lamp 48mm 10 led E27 1 watt acrylate cover | Yellow | IP44 | 5.1975 | 100 | 8714984905870 | [18 empty] | E27
|  | 165-018 | P50-10L-E27 WW | led lamp 48mm 10 led E27 1 watt acrylate cover | Warm White | IP44 | 5.1975 | 100 | 8714984905887 | [18 empty] | E27
FLOOD LIGHT
FLOOD LIGHT - ALUMINIUM - 230V - 2M RUBBER CABLE - IP65
|  | 146-038 | FL-2-3W WW | 2x P3 LED 214 lumen 6 Watt 45° 123x75x135mm | Warm White | IP65 | 72.45 | 6 | 8714984904200 |  | 230 |  | 6 | 2 |  |  | 45 | 214 | 3150K | 120,4 mm | 77 mm | 127 mm |  |  |  |  | 2 m | Schuko |  | No | CREE | XR-E P3
|  | 146-071 | FL-4-3W W | 4x P3 LED 428 lumen 12 Watt 45° 143x75x135mm | White | IP65 | 114.45 | 6 | 8714984009837 |  | 230 |  | 6 | 4 |  |  | 45 | 428 | 6500K | 142,4 mm | 77 mm | 127 mm |  |  |  |  | 2 m | Schuko |  | No | CREE | XR-E P3
|  | 146-048 | FL-4-3W WW | 4x P3 LED 428 lumen 12 Watt 45° 143x75x135mm | Warm White | IP65 | 114.45 | 6 | 8714984904064 |  | 230 |  | 12 | 4 |  |  | 45 | 428 | 3150K | 142,4 mm | 77 mm | 127 mm |  |  |  |  | 2 m | Schuko |  | No | CREE | XR-E P3
|  | 146-023 | FL-4-3W G | 4x P3 LED 428 lumen 12 Watt 45° 143x75x135mm | Green | IP65 | 114.45 | 6 | 8714984904057 |  | 230 |  | 12 | 4 |  |  | 45 |  |  | 142,4 mm | 77 mm | 127 mm |  |  |  |  | 2 m | Schuko |  | No | CREE
|  | 146-021 | FL-6-3W-S W | 6x P4 LED 840 lumen 18 Watt 45° 160x75x135mm | White | IP65 | 156.45 | 6 | 8714984902695 |  | 230 |  | 18 | 6 |  |  | 45 | 840 | 6500K | 160,5 mm | 77 mm | 127 mm |  |  |  |  | 2 m | Schuko |  | No | CREE | XR-E P4
|  | 146-028 | FL-6-3W-S WW | 6x P3 LED 643 lumen 18 Watt 45° 160x75x135mm | Warm White | IP65 | 156.45 | 6 | 8714984902701 |  | 230 |  | 18 | 6 |  |  | 45 | 643 | 3150K | 160,5 mm | 77 mm | 127 mm |  |  |  |  | 2 m | Schuko |  | No | CREE | XR-E P3
|  | 146-026 | FL-6-3W-S A | 6x LED 18 Watt 45° 160*75*135mm | Amber | IP65 | 156.45 | 6 | 8714984903760 |  | 230 |  | 18 | 6 |  |  | 45 |  |  | 160,5 mm | 77 mm | 127 mm |  |  |  |  | 2 m | Schuko |  | No | CREE
|  | 146-011 | FL-6-3W W | 6x P4 LED 840 lumen 18 Watt 15°*45° 160x75x135mm | White | IP65 | 156.45 | 6 | 8714984902312 |  | 230 |  | 18 | 6 |  |  | 15*45 | 840 | 6500K | 160,5 mm | 77 mm | 127 mm |  |  |  |  | 2 m | Schuko |  | No | CREE | XR-E P4
|  | 146-018 | FL-6-3W WW | 6x P3 LED 643 lumen 18 Watt 15°*45° 160x75x135mm | Warm White | IP65 | 156.45 | 6 | 8714984902329 |  | 230 |  | 18 | 6 |  |  | 15*45 | 643 | 3150K | 160,5 mm | 77 mm | 127 mm |  |  |  |  | 2 m | Schuko |  | No | CREE | XR-E P3
|  | 146-012 | FL-6-3W B | 6x LED 18 Watt 15°*45° 160x75x135mm | Blue | IP65 | 156.45 | 6 | 8714984902336 |  | 230 |  | 18 | 6 |  |  | 15*45 |  |  | 160,5 mm | 77 mm | 127 mm |  |  |  |  | 2 m | Schuko |  | No | CREE
|  | 146-100 | FL-6-3W RGB | 6x LED RGB - 18 Watt - 45° RGB - 24V | RGB | IP65 | 156.45 | 1 | 8714984907140 |  | 24 |  | 18 | 6 |  |  | 45 |  |  | 160,5 mm | 77 mm | 127 mm |  |  |  |  | 2 m | Striped wire |  | Yes | CREE
|  | 146-000 | FL-SPIKE-35 | Spike 35cm for Flood Light 2 - 4 & 6 led |  |  | 10.4475 | 1 | 8714984905788
FLOOD LIGHT - ALUMINIUM - 24V - 2M RUBBER CABLE WITH STRIPED WIRE - IP65
|  | 146-058 | FL-2-3W-24V WW | 2x P3 Cree led 214 lumen warm white 45° beam 24V dc 2m cable | Warm White | IP65 | 82.95 | 6 | 8714984905801 |  | 24 |  | 6 | 2 |  |  | 45 | 214 | 3150K | 120,4 mm | 77 mm | 127 mm |  |  |  |  | 2 m | Striped wire |  | No | CREE | XR-E P3
|  | 146-068 | FL-4-3W-24V WW | 4x P3 Cree led 428 lumen warm white 45° beam 24V dc 2m cable | Warm White | IP65 | 124.95 | 6 | 8714984905818 |  | 24 |  | 12 | 4 |  |  | 45 | 428 | 3150K | 142,4 mm | 77 mm | 127 mm |  |  |  |  | 2 m | Striped wire |  | No | CREE | XR-E P3
|  | 146-078 | FL-6-3W-24V WW | 6x P3 Cree led 643 lumen warm white 45° beam 24V dc 2m cable | Warm White | IP65 | 177.45 | 6 | 8714984905825 |  | 24 |  | 18 | 6 |  |  | 45 | 643 | 3150K | 160,5 mm | 77 mm | 127 mm |  |  |  |  | 2 m | Striped wire |  | No | CREE | XR-E P3
|  | 146-000 | FL-SPIKE-35 | Spike 35cm for Flood Light 2 - 4 & 6 led |  |  | 10.4475 | 1 | 8714984905788
FLOOD LIGHT ALUMINIUM - 230V - 2M RUBBER CABLE WITH SCHUKO PLUG - IP65
|  | 146-031 | FL-12-3W-S W | 12x Cree XPE 1860 lumen - 25 watt - 33° | 6500K | IP65 | 208.95 | 1 | 8714984907300 |  | 230 |  | 25 | 12 |  |  | 33 | 1121 | 6500K | 286 mm | 215 mm | 63 mm |  |  |  |  | 2 m | Schuko |  | No | CREE | XP-E
|  | 146-088 | FL-12-3W-S WW | 12x Cree XPE 1860 lumen - 25 watt - 33° | 3000K | IP65 | 208.95 | 1 | 8714984907263 |  | 230 |  | 25 | 12 |  |  | 33 | 788 | 3000K | 286 mm | 215 mm | 63 mm |  |  |  |  | 2 m | Schuko |  | No | CREE | XP-E
|  | 146-009 | FL-12-3W-S NW | 12x Cree XPE 1860 lumen - 25 watt - 33° | 4200K | IP65 | 208.95 | 1 | 8714984907690 |  | 230 |  | 25 | 12 |  |  | 33 | 1012 | 4200K | 286 mm | 215 mm | 63 mm |  |  |  |  | 2 m | Schuko |  | No | CREE | XP-E
|  | 146-101 | FL-12-3W-S RGB | 12x CREE RGB - 25 watt - 45° | RGB | IP65 | 229.95 | 1 | 8714984907768 |  | 24 |  | 25 | 12 |  |  | 45 |  |  | 286 mm | 215 mm | 63 mm |  |  |  |  | 1,5 m | Striped wire |  | Yes | CREE
|  | 146-041 | FL-27-3W-S W | 27x Cree XPE 3500 lumen - 48 watt - 33° | 6500K | IP65 | 376.95 | 1 | 8714984907317 |  | 230 |  | 48 | 27 |  |  | 33 | 2179 | 6500K | 344 mm | 220 mm | 70 mm |  |  |  |  | 2 m | Schuko |  | No | CREE | XP-E
|  | 146-098 | FL-27-3W-S WW | 27x Cree XPE 3500 lumen - 48 watt - 33° | 3000K | IP65 | 376.95 | 1 | 8714984907270 |  | 230 |  | 48 | 27 |  |  | 33 | 1553 | 3000K | 344 mm | 220 mm | 70 mm |  |  |  |  | 2 m | Schuko |  | No | CREE | XP-E
|  | 146-019 | FL-27-3W-S NW | 27x Cree XPE 3500 lumen - 48 watt - 33° | 4200K | IP65 | 376.95 | 1 | 8714984907706 |  | 230 |  | 48 | 27 |  |  | 33 | 2132 | 4200K | 344 mm | 220 mm | 70 mm |  |  |  |  | 2 m | Schuko |  | No | CREE | XP-E
|  | 146-102 | FL-27-3W-S RGB | 27x CREE RGB - 48 watt - 45° | RGB | IP65 | 418.95 | 1 | 8714984907775 |  | 24 |  | 48 | 27 |  |  | 45 |  |  | 344 mm | 220 mm | 70 mm |  |  |  |  | 1,5 m | Striped wire |  | Yes | CREE
|  | 146-008 | FL-30-3W WW | 30x P3 LED 2400 lumen 63 watt 30*92° 257*370*65mm | 3000K | IP65 | 471.45 | 1 | 8714984904118 |  | 230 |  | 63 | 30 |  |  | 30*92 | 2400 | 3000K | 370 mm | 257 mm | 65 mm |  |  |  |  | 2 m | Schuko |  | No | CREE | XR-E
|  | 146-108 | FL-48-3W-S WW | 48x Cree XPE 6452 lumen - 83 watt - 33° | 3000K | IP65 | 712.95 | 1 | 8714984907287 |  | 230 |  | 83 | 48 |  |  | 33 | 2489 | 3000K | 450 mm | 300 mm | 80 mm |  |  |  |  | 2 m | Schuko |  | No | CREE | XP-E
|  | 146-029 | FL-48-3W-S NW | 48x Cree XPE 6452 lumen - 83 watt - 33° | 4200K | IP65 | 712.95 | 1 | 8714984907713 |  | 230 |  | 83 | 48 |  |  | 33 | 2676 | 4200K | 450 mm | 300 mm | 80 mm |  |  |  |  | 2 m | Schuko |  | No | CREE | XP-E
|  | 146-118 | FL-75-3W-S WW | 75x Cree XPE 9173 lumen - 120 watt - 33° | 3000K | IP65 | 1153.95 | 1 | 8714984907294 |  | 230 |  | 120 | 75 |  |  | 33 | 4918 | 3000K | 550 mm | 360 mm | 80 mm |  |  |  |  | 2 m | Schuko |  | No | CREE | XP-E
|  | 146-039 | FL-75-3W-S NW | 75x Cree XPE 9173 lumen - 120 watt - 33° | 4200K | IP65 | 1153.95 | 1 | 8714984907720 |  | 230 |  | 120 | 75 |  |  | 33 | 5870 | 4200K | 550 mm | 360 mm | 80 mm |  |  |  |  | 2 m | Schuko |  | No | CREE | XP-E
|  | 146-200 | FL-RGB-EXT-5M | 5M Power / Extension Cable for RGB Flood Light |  |  | 11.4975 | 1 | 8714984907973 | [17 empty] | 5 m
FLOOD LIGHT BASIC LINE - 230V - 1,5M CABLE WITH SCHUKO PLUG - IP65 - CRI 65 ~ 70RA
|  | 146-150 | FL-10W-1L WW | 1 x 10 Watt Cluster LED Flood Light - 140°x120° - 500 lumen | Warm White | IP65 | 47.25 | 1 | 8714984908543 |  | 230 |  | 11.1 | 1 |  |  | 140*120 | 500 | 3000K | [7 empty] | 1,5 m | Schuko |  | No
|  | 146-151 | FL-20W-1L WW | 1 x 20 Watt Cluster LED Flood Light - 140°x120° - 1350 lumen | Warm White | IP65 | 78.75 | 1 | 8714984908550 |  | 230 |  | 23 | 1 |  |  | 140*120 | 1350 | 3000K | [7 empty] | 1,5 m | Schuko |  | No
|  | 146-155 | FL-50W-1L WW | 1 x 50 Watt Cluster LED Flood Light - 140°x120° - 2800 lumen | Warm White | IP65 | 170.1 | 1 | 8714984910560 |  | 230
|  | 146-152 | FL-70W-1L WW | 1 x 70 Watt Cluster LED Flood Light - 140°x120° - 3700 lumen | Warm White | IP65 | 267.75 | 1 | 8714984908567 |  | 230 |  | 72.5 | 1 |  |  | 140*120 | 3700 | 3000K | [7 empty] | 1,5 m | Schuko |  | No
|  | 146-153 | FL-20W-1L WW P | 1 x 20 Watt Cluster LED Flood Light - 140°x120° - 1350 lumen - including sensor | Warm White | IP65 | 93.45 | 1 | 8714984909359 |  | 230 |  | 23 | 1 |  |  | 140*120 | 1350 | 3000K | [7 empty] | 1,5 m | Schuko |  | No
|  | 146-154 | FL-70W-1L WW P | 1 x 70 Watt Cluster LED Flood Light - 140°x120° - 3700 lumen - including sensor | Warm White | IP65 | 282.45 | 1 | 8714984909366 |  | 230 |  | 72.5 | 1 |  |  | 140*120 | 3700 | 3000K | [7 empty] | 1,5 m | Schuko |  | No
|  | 146-161 | FL-50W-1L WW 2 | 1 x 50 Watt Cluster LED Flood Light CLASS 2 | Warm White | IP65 | 177.45 | 1 | 8714984910577 |  | 230
STREET/PARKING LIGHT
STREET / PARKING LIGHT
|  | 220-021 | STRL-28-3W W | Parking light 390*206mm with 28 Cree xpg led 2660lm - 35 watt - 6150K | White | IP65 | 519.75 | 1 | 8714984905498 |  | 230 |  | 35 | 28 |  |  |  | 2660 | 6150K | 43,5 cm | 24,5 cm | 15,5 cm |  |  |  |  | 1 m | Screw terminal |  | No | CREE | XP-G
|  | 220-023 | STRL-45W NW | Street Light 230V, 24* Cree XPE, 45 Watt | Natural White | IP65 | 555.45 | 1 | 8714984907980 |  | 230 |  | 45 | 24 |  |  |  | 3150 | 4200K | 49,5 cm | 21 cm | 6,4 cm |  |  |  |  | 1 m | Screw terminal |  | No | CREE | XP-E
|  | 220-025 | STRL-80W NW | Street Light 230V, 48*Cree XPE, 80 Watt | Natural White | IP65 | 901.95 | 1 | 8714984907997 |  | 230 |  | 80 | 48 |  |  |  | 6225 | 4200K | 65 cm | 31 cm | 15 cm |  |  |  |  | 1 m | Screw terminal |  | No | CREE | XP-E
Wall Washers
LED WALL WASHER 24 AND 230V
|  | 190-025 | L-WWGL-1000 | Tube 1000mm x 25mm 230 Volt 11,5 Watt connect maximal 30 units | RGB | IP44 | 51.45 | 1 | 8714984007789
|  | 190-027 | L-WWGL-375-24V | Tube 375mm x 25mm 24 Volt 4,3 Watt connect maximal 16 units | RGB | IP44 | 26.25 | 1 | 8714984051645
|  | 190-031 | L-WWGL-EXT 1.5 | Extension cable 1.5 meter for WWGL and HDL5036 tube 230 Volt models | White | IP44 | 6.9825 | 1 | 8714984050600
|  | 190-032 | L-WWGL-EXT 3 | Extension cable 3.0 meter for WWGL and HDL5036 tube 230 Volt models | White | IP44 | 10.479 | 1 | 8714984051669
|  | 214-003 | L-CNTR-HDL | LED Controller 230 Volt in/out WWGL models and HDL5036 tube |  | IP20 | 66.15 | 1 | 8714984006980
|  | 214-040 | L-CNTR-171-24V | LED Controller universal 230 Volt in 24 Volt out 360 Watt DMX with dimming function |  | IP20 | 309.75 | 1 | 8714984901148
|  | 190-035 | L-WWML-175 | Tube 175x26x39mm aluminium 24 Volt 2 Watt connect maximal 50 units | RGB | IP65 | 26.25 | 1 | 8714984050778
|  | 190-045 | L-WWML-610 | Tube 610x26x39mm aluminium 24 Volt 6,9 Watt connect maximal 18 units | RGB | IP65 | 62.9475 | 1 | 8714984007802
|  | 190-050 | L-WWML-1000 | Tube 1000x26x39mm aluminium 24 Volt 11,5 Watt connect maximal 12 units | RGB | IP65 | 73.4475 | 1 | 8714984007819
|  | 190-058 | L-WWML-1000-WW | Tube 1000x26x39mm aluminium 24 Volt 11,5 Watt connect maximal 10 units | Warm white | IP65 | 103.089 | 1 | 8714984903753
|  | 190-052 | L-WWML-1000-B | Tube 1000x26x39mm aluminium 24 Volt 11,5 Watt connect maximal 10 units | Blue | IP65 | 103.089 | 1 | 8714984009998
|  | 190-101 | L-WWML-EXT 1.5 | Extension cable 1.5 meter for L-WWML RGB models | Black | IP44 | 6.9825 | 1 | 8714984050785
|  | 190-102 | L-WWML-EXT 3.0 | Extension cable 3.0 meter for L-WWML RGB models | Black | IP44 | 10.479 | 1 | 8714984050792
|  | 190-103 | L-WWML-EXT 2.0 | Extension/power cable 2.0 meter for L-WWML single color models | Black | IP44 | 10.479 | 1 | 8714984901759
LED WALL WASHER 24V HIGH POWER - 1 METER
|  | 190-077 | WWHO-RGB-1000 | 24V, 24LEDs, 28W, CREE XR-C, 1722 lumen, IP65 | RGB | IP65 | 309.75 | 1 | 8714984908512 |  | 24 |  | 28 | 24 |  |  | 60 | 1722 | RGB | 1000mm | 82mm | 126mm | [8 empty] | CREE | XR-C
|  | 190-078 | WWHO-WW-1000 | 24V, 24LEDs, 28W, CREE XR-C, 1722 lumen, IP65 | Warm White | IP65 | 250.95 | 1 | 8714984908529 |  | 24 |  | 28 | 24 |  |  | 60 | 1722 | 3000 | 1000mm | 82mm | 126mm | [8 empty] | CREE | XR-C
LED WALL WASHER HI POWER PROFESSIONAL LINE FULL DMX
|  | 190-055 | L-WWLL-305B 230V | Aluminium bar 305mm 9 high power LED 6-20m beam 230 Volt | RGB | IP65 | 345.45 | 1 | 8714984008175
|  | 190-061 | L-WWLL-600B 24V | Aluminium bar 600mm 18 high power LED 6-20m beam excluding power supply | RGB | IP65 | 649.95 | 1 | 8714984009202
|  | 190-066 | L-WWLL-1200B 24V | Aluminium bar 1200mm 36 high power LED 6-20m beam excluding power supply | RGB | IP65 | 1044.75 | 1 | 8714984009219
|  | 190-076 | L-WWLL-6R 24V | Aluminium round 133mm 6 high power LED 6-20m beam excluding power supply | RGB | IP65 | 282.45 | 1 | 8714984009226
|  | 190-203 | L-WWLL-POW | Power cable for WWLL models |  | IP65 | 8.3475 | 1 | 8714984050952
|  | 190-204 | L-WWLL-DMX | DMX cable for WWLL models |  | IP65 | 15.6975 | 1 | 8714984050969
|  | 190-201 | L-WWLL-EXT-POW | Power extension cable 2 meter for WWLL models |  | IP65 | 13.5975 | 1 | 8714984008151
|  | 190-205 | L-WWLL-T-POW | Power T connector for WWLL models |  | IP65 | 15.6975 | 1 | 8714984050976
|  | 190-206 | L-WWLL-T-DMX | DMX T connector for WWLL models |  | IP65 | 15.6975 | 1 | 8714984050983
LED UNDER WATER HI POWER SPOT AND FOUNTAIN LAMPS 24 VOLT FULL DMX
|  | 200-030 | L-UWSP-A6 | Projector 135mm hole 6 LED including driver (excluding power supply 24 Volt) | RGB | IP68 | 513.45 | 1 | 8714984008113
|  | 200-035 | L-UWSP-A12 | Projector 170mm hole 12 LED including driver (excluding power supply 24 Volt) | RGB | IP68 | 703.5 | 1 | 8714984008120
|  | 200-040 | L-FNTS-9 | Fountain lamp 38mm hole 9 LED including driver (excluding power supply 24 Volt) | RGB | IP68 | 639.45 | 1 | 8714984902442
|  | 200-041 | L-FNTS-12 | Fountain lamp 52mm hole 12 LED including driver (excluding power supply 24 Volt) | RGB | IP68 | 744.45 | 1 | 8714984902459
LED UNDER WATER SPOT WITH SEPERATED DRIVER
|  | 200-001 | UWSP-5W-WW | LED 5W - 3000K 30°, 250 lumen - direct on 12V | Warm White | IP68 | 103.95 | 1 | 8714984907898
|  | 200-003 | UWSP-15W-WW | LED 15W - 3000K 30°, 750 lumen - direct on 12V | Warm White | IP68 | 187.95 | 1 | 8714984907904
|  | 200-004 | UWSP-15W-RGB | LED 15W - RGB 30° - direct on 12V | RGB | IP68 | 204.75 | 1 | 8714984907911
LED NEON TUBE 230V
|  | 185-020 | L-HDL-5036 | 7 Color changing tube 1000x50mm 230 Volt 10,5 Watt |  | IP44 | 36.75 | 1 | 8714984006973
|  | 190-031 | L-WWGL-EXT 1.5 | Extension cable 1.5 meter for WWGL and HDL5036 tube 230 Volt models | White | IP44 | 6.9825 | 1 | 8714984050600
|  | 214-003 | L-CNTR-HDL | LED Controller 230 Volt in/out WWGL models and HDL5036 tube |  | IP20 | 51.45 | 1 | 8714984006980
HIGH BAY LAMPS
LED HIGH BAY LAMPS - ALL WITH BRIDGELUX LED - EXCLUDING REFLECTOR - !IES FILES AVAILABLE!
|  | 950-030 | HBB-50=NW | High Bay base 50 watt 4200K 85-265 volt | 4200K | IP44 | 312.9 | 2 | 8714984909779
|  | 950-031 | HBB-100=NW | High Bay base 100 watt 4200K 85-265 volt | 4200K | IP44 | 383.25 | 2 | 8714984909786
|  | 950-032 | HBB-150=NW | High Bay base 150 watt 4200K 85-265 volt | 4200K | IP44 | 670.95 | 2 | 8714984909793
|  | 950-033 | HBB-200=NW | High Bay base 200 watt 4200K 85-265 volt no stock model | 4200K | IP44 | 834.75 | 1 | 8714984909809
|  | 950-040 | ALH-60 | Aluminium hood 60° |  |  | 31.5 | 16 | 8714984909816
|  | 950-041 | ALH-90 | Aluminium hood 90° |  |  | 31.5 | 8 | 8714984909923
|  | 950-042 | ALH-120 | Aluminium hood 120° |  |  | 31.5 | 20 | 8714984909847
|  | 950-043 | ACRH-60 | Acrylate hood 60° |  |  | 51.45 | 6 | 8714984909854
LED PANELS
|  | 174-030 | SP-30*30-18W NW | LP 300*300mm 18w 1200 lumen | Warm White 4000K | IP20 | 114.45
|  | 174-025 | SP-60*60-43W | LP 600*600mm 43w 480*3014 smd 3000 lumen | Warm White 4000K | IP20 | 261.45 | 1 | 8714984906738 | [18 empty] | Schuko
|  | 174-026 | SP-60*60-43W-W | LP 600*600mm 43w 480*3014 smd 3000 lumen | Day Light 6000K | IP20 | 261.45 | 1 | 8714984908277 | [18 empty] | Schuko
|  | 174-035 | SP-30*120-50W | LP 300*1200mm 50w 600*3014smd 3350 lumen | Warm White 4000K | IP20 | 313.95 | 1 | 8714984906745 | [18 empty] | Schuko
|  | 174-036 | SP-30*120-50W-W | LP 300*1200mm 56w 600*3014smd 3350 lumen | Day Light 6000K | IP20 | 313.95 | 1 | 8714984908284 | [18 empty] | Schuko
|  | 174-038 | SP-60*60-56W-WW | LP 600*600mm 56w 3400 lumen | Warm White 4000K | IP20 | 282.45
|  | 174-027 | SP-60*60-36W NW | LP 600*600mm 36w 2100 lumen | Warm White 4000K | IP20 | 236.25
|  | 174-032 | SP-60*30-23W NW | LP 600*300mm 23w 1500 lumen | Warm White 4000K | IP20 | 135.45
|  | 174-008 | RP-124-5W WW | Round panel 124mm 5 watt 380 lumen incl.driver | Warm White 3000K | IP20 | 36.6975 | 1
|  | 174-002 | RP-175-10W | LP round 175mm 10 watt 112*3014 smd 630 lumen | Warm White 3000K | IP20 | 73.4475 | 1 | 8714984906707 | [18 empty] | Schuko
|  | 174-006 | RP-160-9W-D WW | Round panel 160mm 9 watt 595 lumen incl.driver cut dimmable | Warm White 3000K | IP20 | 77.7 | 1
|  | 174-012 | RP-240-14W WW | Round panel 240mm 14 watt 880lumen incl.driver | Warm White 3000K | IP20 | 72.45 | 1
LED DOWN LIGHTS
LED DOWN LIGHTS
|  | 136-008 | DL-1-10W-230V WW | alu Ø93mm h85mm with 10 watt cree LED 3000K incl.driver 460lumen 60°beam | Warm White | IP20 | 83.9475 | 6 | 8714984904132 | [18 empty] | Screw terminal
|  | 136-018 | DL-1-10W-230V-D WW | alu Ø93mm h85mm with 10 watt cree LED 3000K incl.driver 460lumen 60°beam dimmable | Warm White | IP20 | 94.4475 | 6 | 8714984904835 | [18 empty] | Screw terminal
|  | 136-060 | DL-6*2 WW | Down Light 14 Watt with Nichia LED - warm white 680 lumen | Warm White | IP20 | 72.45 | 1
|  | 136-061 | DL-9*2 WW | Down Light 21 Watt with Nichia LED - warm white 1020 lumen | Warm White | IP20 | 91.35 | 1
|  | 136-062 | DL-12*2 WW | Down Light 28 Watt with Nichia LED - warm white 1410 lumen | Warm White | IP20 | 114.45 | 1
|  | 136-050 | DL-22005 WW | downlight 5 watt 112*97mm 275lm 90° beam with cover | Warm White | IP20 | 52.4475 | 12 | NA | [18 empty] | Screw terminal
|  | 136-051 | DL-21010 WW | downlight 10 watt 132*110mm 550lm 90° beam with cover | Warm White | IP20 | 78.75 | 12 | NA | [18 empty] | Screw terminal
|  | 136-052 | DL-32015 WW | downlight 15 watt turnable 825lm | Warm White | IP20 | 103.95 | 6 | NA | [18 empty] | Screw terminal
|  | 136-053 | DL-16020 WW | downlight 20 watt 191*89mm 1100lm 60° beam | Warm White | IP20 | 135.45 | 12 | NA | [18 empty] | Screw terminal
|  | 136-054 | DL-03030 WW | downlight 30 watt 227*124mm 1650lm 90° beam | Warm White | IP20 | 166.95 | 6 | NA | [18 empty] | Screw terminal
|  | 136-055 | DL-01005 WW | bulleye 5 watt 154*96mm 275lm | Warm White | IP20 | 61.95 | 12 | NA | [18 empty] | Screw terminal
|  | 136-056 | DL-01010 WW | bulleye 10 watt 154*96mm 550lm | Warm White | IP20 | 82.95 | 12 | NA | [18 empty] | Screw terminal
|  | 136-002 | PLV-9W-258 | Ø258mm 230v 9 watt 156*SMD 827 lumen | Warm White | IP20 | 73.4475
TRACK RAIL
3 PHASE TRACK RAIL
|  | 169-002 | TR-19B-2M | 2m track silver | Silver | IP20 | 39.6505
|  | 169-003 | TR-19B-3M | 3m track silver | Silver | IP20 | 59.4757
|  | 169-005 | TR-34B | interior connector silver | Silver | IP20 | 3.8676
|  | 169-007 | TR-24B | power connector - left | Silver | IP20 | 5.124
|  | 169-015 | TR-24B-R | power connector - right | Silver | IP20 | 5.124
|  | 169-008 | TR-26B | I shape connector silver | Silver | IP20 | 5.6948
|  | 169-009 | TR-29B | X shape connector silver | Silver | IP20 | 11.9987
|  | 169-010 | TR-32B | T shape connector silver - left | Silver | IP20 | 9.9887
|  | 169-016 | TR-32B-R | T shape connector silver - right | Silver | IP20 | 9.9887
|  | 169-011 | TR-28B | L shape connector silver - left | Silver | IP20 | 5.6948
|  | 169-017 | TR-28B-R | L shape connector silver - right | Silver | IP20 | 5.6948
|  | 169-012 | TR-25B | L shape connector adjustable silver- left | Silver | IP20 | 7.2175
|  | 169-018 | TR-25B-R | L shape connector adjustable silver - right | Silver | IP20 | 7.2175
|  | 169-013 | TR-30B | flexible connector silver | Silver | IP20 | 8.7402
|  | 169-014 | TR-37B | hang up set steel&aluminium | Silver | IP20 | 2.619
|  | 169-006 | TR-35B | End Cap | Silver | IP20 | 0.735
|  | 169-020 | TR-O84 | 3 phase adapter | Silver | IP20 | 7.0043
3 PHASE TRACK SPOTS
|  | 169-050 | TRSP-E27 | Track spot E27 for PAR20/30-38 (lamp not included) | Silver | IP20 | 28.875
|  | 169-051 | TRSP-GU10 | Track spot GU10 (lamp not included) | Silver | IP20 | 28.875
|  | 169-052 | TRSP-AR111 | Track spot for AR111 - 700mA driver included (lamp not included) | Silver | IP20 | 52.4475
|  | 169-061 | TRSP-15W-19-W WW | Track spot with 15 Watt Bridgelux COB LED - 19°, 3000 Kelvin, 1100 Lumen | White / black ring | IP20 | 114.45 | 1 | 8714984910232
|  | 169-062 | TRSP-30W-22-W WW | Track spot with 30 Watt Sharp COB LED - 22°, 3000 Kelvin, 2000 Lumen | White / black ring | IP20 | 166.95 | 1 | 8714984910249
|  | 169-063 | TRSP-45W-45-W WW | Track spot with 45 Watt Sharp COB LED - 45°, 3000 Kelvin, 3000 Lumen | White / black ring | IP20 | 240.45 | 1 | 8714984910256
5 X 8 MINIFLAT
LED LINE MINIFLAT- 5X8MM - 12V LED SPACE 25.4MM - 24V 27.7MM - (ROLL'S)
|  | 090-013 | L-LMF-1"-15M-12V G | 15 meter to cut 7.62cm connect maximal 15 meter 3.2 Watt/meter | Green | IP44 | 194.25 | 1 | 8714984051089
|  | 090-015 | L-LMF-1"-25M-12V Y | 25 meter to cut 15.24cm connect maximal 25 meter 1.6 Watt/meter | Yellow | IP44 | 194.25 | 1 | 8714984051102
|  | 090-021 | L-LMF-1"-30M-24V W | 30 meter to cut 17cm connect maximal 30 meter 2.89 Watt/meter | White | IP44 | 366.45 | 1 | 8714984050938
|  | 090-022 | L-LMF-1"-30M-24V B | 30 meter to cut 17cm connect maximal 30 meter 2.89 Watt/meter | Blue | IP44 | 366.45 | 1 | 8714984051119
|  | 090-023 | L-LMF-1"-30M-24V G | 30 meter to cut 17cm connect maximal 30 meter 2.89 Watt/meter | Green | IP44 | 366.45 | 1 | 8714984051126
|  | 090-024 | L-LMF-1"-50M-24V R | 50 meter to cut 33cm connect maximal 50 meter 1.44 Watt/meter | Red | IP44 | 366.45 | 1 | 8714984051133
|  | 090-025 | L-LMF-1"-50M-24V Y | 50 meter to cut 33cm connect maximal 50 meter 1.44 Watt/meter | Yellow | IP44 | 366.45 | 1 | 8714984051140
LED LINE MINIFLAT 5X8 ACCESSORIES
|  | 095-005 | L-LMF-2W-1-6 | 5x8mm power cable |  | IP44 | 4.1475 | 1 | 8714984007598
|  | 095-010 | L-LMF-7 | 5x8mm splice connecter |  | IP44 | 0.525 | 10 | 8714984007604
|  | 095-015 | L-LMF-4M | 5x8mm male pin connector |  | IP44 | 0.315 | 100 | 8714984007611
|  | 095-020 | L-LMF-6 | 5x8mm endcap |  | IP44 | 0.315 | 100 | 8714984007628
|  | 095-025 | L-LMF-5 | 5x8mm mounting clip |  | IP44 | 0.315 | 100 | 8714984005457
|  | 095-030 | L-LMF-CH-1M | 5x8mm channel 1m |  | IP44 | 3.675 | 50 | 8714984005464
ROPELIGHT
LED GLAMOURLIGHT 12V - 2 WIRES 13MM - 36 LED/M - 15M ROLL
|  | 045-001 | L-DL-2W-15M-12V-W | Unit 8.3cm connect maximal 15m 2.9 Watt/meter | Pure White | IP44 | 103.95 | 1 | 8714984006065
|  | 045-008 | L-DL-2W-15M-12V-WW | Unit 8.3cm connect maximal 15m 2.9 Watt/meter | Warm White | IP44 | 110.25 | 1 | 8714984901797
|  | 045-002 | L-DL-2W-15M-12V-B | Unit 8.3cm connect maximal 15m 2.9 Watt/meter | Blue | IP44 | 93.45 | 1 | 8714984007352
|  | 045-003 | L-DL-2W-15M-12V-G | Unit 8.3cm connect maximal 15m 2.9 Watt/meter | Green | IP44 | 93.45 | 1 | 8714984008076
|  | 045-004 | L-DL-2W-15M-12V-R | Unit 14cm connect maximal 30m 1.7 Watt/meter | Red | IP44 | 89.25 | 1 | 8714984007369
|  | 045-005 | L-DL-2W-15M-12V-Y | Unit 14cm connect maximal 30m 1.7 Watt/meter | Yellow | IP44 | 89.25 | 1 | 8714984008083
LED GLAMOURLIGHT 24V - 2 WIRES 13MM - 36 LED/M - 30M ROLL
|  | 050-001 | L-DL-2W-30M-24V-W | Unit 17cm connect maximal 30m 2.9 Watt/meter | Pure White | IP44 | 194.25 | 1 | 8714984006072
|  | 050-008 | L-DL-2W-30M-24V-WW | Unit 17cm connect maximal 30m 2.9 Watt/meter | Warm White | IP44 | 204.75 | 1 | 8714984901803
|  | 050-002 | L-DL-2W-30M-24V-B | Unit 17cm connect maximal 30m 2.9 Watt/meter | Blue | IP44 | 178.5 | 1 | 8714984005396
|  | 050-003 | L-DL-2W-30M-24V-G | Unit 17cm connect maximal 30m 2.9 Watt/meter | Green | IP44 | 178.5 | 1 | 8714984008069
|  | 050-004 | L-DL-2W-30M-24V-R | Unit 28cm connect maximal 50m 1.7 Watt/meter | Red | IP44 | 152.25 | 1 | 8714984007154
|  | 050-005 | L-DL-2W-30M-24V-Y | Unit 28cm connect maximal 50m 1.7 Watt/meter | Yellow | IP44 | 152.25 | 1 | 8714984007178
LED GLAMOUR LIGHT 2 WIRES 36 LED/M 230V ROLL'S
|  | 055-051 | L-ML-2W-51M-230-W | 51m 10mm 36 LED/m unit 150cm connect maximal 51m 3.2 Watt/meter | Pure White | IP44 | 261.45 | 1 | 8714984050921
|  | 055-001 | L-DL-2W-51M-230V-W | 51m 13mm 36 LED/m unit 150cm connect maximal 51m 3.2 Watt/meter | Pure White | IP44 | 246.75 | 1 | 8714984006089
|  | 055-008 | L-DL-2W-51M-230V-WW | 51m 13mm 36 LED/m unit 150cm connect maximal 51m 3.2 Watt/meter | Warm White | IP44 | 267.75 | 1 | 8714984009820
|  | 055-002 | L-DL-2W-51M-230V-B | 51m 13mm 36 LED/m unit 150cm connect maximal 51m 3.2 Watt/meter | Blue | IP44 | 246.75 | 1 | 8714984007147
|  | 055-003 | L-DL-2W-51M-230V-G | 51m 13mm 36 LED/m unit 150cm connect maximal 51m 3.2 Watt/meter | Green | IP44 | 271.95 | 1 | 8714984008045
|  | 055-004 | L-DL-2W-51M-230V-R | 50m 13mm 36 LED/m unit 200cm connect maximal 50m 2.4 Watt/meter | Red | IP44 | 183.75 | 1 | 8714984008052
|  | 055-005 | L-DL-2W-51M-230V-Y | 50m 13mm 36 LED/m unit 200cm connect maximal 50m 2.4 Watt/meter | Yellow | IP44 | 183.75 | 1 | 8714984007161
|  | 055-009 | L-DL-2W-51M-230V-P | 50m 13mm 36 LED/m unit 200cm connect maximal 50m 2.4 Watt/meter | Pink | IP44 | 366.45 | 1 | 8714984905740
0 |  | 055-000 | L-DL-2W-51M-230V-MC | 50m 13mm 36 LED/m unit 200cm connect maximal 50m 2.4 Watt/meter | Multi Color | IP44 | 282.45 | 1 | 8714984905429
|  | 055-041 | L-DL-2W-51M-120V-W | 51m 13mm 36 LED/m unit 75cm connect maximal 51m 3.2 Watt/meter | Pure White | IP44 | 282.45 | 1 | 8714984007871
LED GLAMOUR LIGHT 2 WIRES 24 LED/M 230V ROLL'S
|  | 055-011 | LDL-2W-5024H-230V-W | 50m 13mm 24 LED/m unit 200cm connect maximal 102m 2.14 Watt/meter horizontal | Pure White | IP44 | 198.45 | 1 | 8714984905375
|  | 055-018 | LDL-2W-5024H-230V-WW | 50m 13mm 24 LED/m unit 200cm connect maximal 102m 2.14 Watt/meter horizontal | Warm White | IP44 | 219.45 | 1 | 8714984905382
|  | 055-031 | LDL-2W-4572-230V-W | 45m 13mm 72 LED/m unit 100cm connect maximal 45m 6.0 Watt/meter | Pure White | IP44 | 418.95 | 1 | 8714984905399
TRADITIONAL GLAMOUR LIGHT 2 WIRES 13MM ROLL'S
|  | 470-001 | DL-2W-45M12VCL | 45m Glamour Light 13mm 12 Volt connect maximal 45m 7,62 Watt/meter | Clear | IP44 | 110.25 | 1 | 8714984001299
|  | 475-001 | DL-2W-45M24VCL | 45m Glamour Light 13mm 24 Volt connect maximal 45m 7,62 Watt/meter | Clear | IP44 | 110.25 | 1 | 8714984001206
|  | 480-030 | DL-2W-45M-230VCL | 45m Glamour Light 13mm 230 Volt connect maximal 45m 14.5 Watt/meter | Clear | IP44 | 83.9475 | 1 | 8714984001633
|  | 480-045 | DL-2W-45M-230VRD | 45m Glamour Light 13mm 230 Volt connect maximal 45m 14.5 Watt/meter | Red | IP44 | 89.1975 | 1 | 8714984001640
|  | 480-040 | DL-2W-45M-230VGR | 45m Glamour Light 13mm 230 Volt connect maximal 45m 14.5 Watt/meter | Green | IP44 | 89.1975 | 1 | 8714984001657
|  | 480-050 | DL-2W-45M-230VYE | 45m Glamour Light 13mm 230 Volt connect maximal 45m 14.5 Watt/meter | Yellow | IP44 | 89.1975 | 1 | 8714984001664
|  | 480-035 | DL-2W-45M-230VBL | 45m Glamour Light 13mm 230 Volt connect maximal 45m 14.5 Watt/meter | Blue | IP44 | 89.1975 | 1 | 8714984001671
|  | 480-075 | DL-2W-45M-230VMW | 45m Glamour Light 13mm 230 Volt connect maximal 45m 14.5 Watt/meter | Milky White | IP44 | 89.1975 | 1 | 8714984001749
|  | 480-055 | DL-2W-45M-230VOR | 45m Glamour Light 13mm 230 Volt connect maximal 45m 16.5 Watt/meter | Orange | IP44 | 89.1975 | 1 | 8714984001909
|  | 545-005 | SL-2DL-212A | Controller 2 wires 288 Watt 1 circuit flashing |  | IP44 | 24.4545 | 1 | 8714984901032
GLAMOUR LIGHT 2 WIRES 13MM ACCESSORIES FOR CONVENTIONAL AND LED
|  | 065-005 | L-DLG-2W-1-6-3.5 | LED Power cable 13mm rubber + endcap 1.6 Amp with plug |  | IP44 | 6.825 | 50 | 8714984004696
|  | 065-010 | L-DLG-2W-12/24V | LED Power cable 13mm rubber + endcap 1.6 Amp striped wire |  | IP44 | 5.25 | 50 | 8714984005310
|  | 065-015 | L-MLG-2W-1-6-2.5 | LED Power cable 10mm rubber + endcap 1.6 Amp with plug |  | IP44 | 6.825 | 50 | 8714984905900
|  | 485-010 | DL-2W-1-6'-3.5 | Power cable indoor + endcap in pvc bag + topcard |  | IP20 | 4.725 | 60 | 8714984000339
|  | 485-015 | DLG-2W-1-6'-3.5 GLUE | Power cable outdoor + endcap + glue in pvc bag + topcard |  | IP44 | 5.775 | 70 | 8714984000346
|  | 485-020 | DLG-2W-1-6-3.5 BULK | Power cable outdoor + endcap bulk packaging |  | IP44 | 4.725 | 70 | 8714984002067
|  | 485-025 | DLG-2W-1-15'-3.5 | Power cable outdoor 5m + endcap |  | IP44 | 13.125 | 30 | 8714984900349
|  | 485-050 | DL-2W-CON-2 | 2 splice connector + glue in pvc bag + topcard |  | IP44 | 4.2 | 100 | 8714984007314
|  | 485-055 | DL-2W-GLBT | Glue bottle in pvc bag + topcard |  |  | 1.911 | 1 | 8714984000414
|  | 485-060 | DL-2W-8-25 | Crocodile clip 13mm 25 in pvc bag + topcard |  |  | 4.725 | 100 | 8714984000421
|  | 485-065 | DL-2W-8-100 | Crocodile clip 13mm 100 in pvc bag |  |  | 17.7975 | 25 | 8714984900387
|  | 485-070 | DL-2W-5-25 | Mounting clip 13mm 25 in pvc bag + topcard |  |  | 3.276 | 100 | 8714984007338
|  | 485-085 | DL-2W-7-H | Invisible splice connector |  |  | 0.315 | 100 | 8714984900356
|  | 485-090 | DL-2W-4M | Male pin connector |  |  | 0.315 | 100 | 8714984900363
|  | 485-100 | DL-2W-6 | Endcap |  |  | 0.1365 | 100 | 8714984001220
|  | 485-105 | DL-2W-TCE | T connector glue model |  | IP44 | 3.4965 | 10 | 8714984002135
|  | 485-110 | DL-2W-XCE | X connector glue model |  | IP44 | 4.2 | 10 | 8714984002142
|  | 485-111 | DL-2W-HSTGL-10X4B | Heat shrinkable tube Ø10mm 8cm + glue 10 in bag. price pro 10 | Black |  | 6.5625 | 1 | 8714984901605
|  | 485-113 | DL-2W-HSTGL-20x4 | Heat shrinkable tube Ø20mm 8cm + glue 10 in bag. price pro 10 | Clear |  | 8.0325 | 1 | 8714984009356
|  | 485-116 | DL-2W-HSTGL-20X4B | Heat shrinkable tube Ø20mm 8cm + glue 10 in bag. price pro 10 | Black |  | 8.0325 | 1 | 8714984901612
|  | 485-114 | DL-2W-HST-25CL8CM | Heat shrinkable tube Ø25mm 8cm 20 in bag. price pro 20 | Clear |  | 4.2 | 1 | 8714984050907
CHANNEL FOR GLAMOUR LIGHT - PVC - PET - ALUMINIUM
|  | 485-160 | DL-2W-CH-PVC | PVC channel per length of 2 mtr |  |  | 2.4675 | 50 | 8714984001695
|  | 485-165 | DL-2W-CH-PET | PET channel per length of 2 mtr |  |  | 3.4125 | 50 | 8714984004368
|  | 485-170 | DL-2W-CH-ALU | Aluminium channel per length of 2 mtr |  |  | 6.8355 | 25 | 8714984001688
TRADITIONAL GLAMOUR LIGHT 2 WIRES 10MM
|  | 455-001 | ML-2W-45M-24VCL | 45m Glamour Light 10mm 24 Volt 16.5 Watt/meter - max. 15m in one line | Clear | IP44 | 110.25 | 1 | 8714984000957
|  | 460-001 | ML-2W-45M-230VCL | 45m Glamour Light 10mm 230 Volt 16.5 Watt/meter - max. 45m in one line | Clear | IP44 | 99.75 | 1 | 8714984900295
ACCESSOIRIES GLAMOURLIGHT 10MM
|  | 465-010 | MLG-2W-1-6'-2.5 | Power cable outdoor 10mm |  | IP44 | 5.775 | 1 | NA
|  | 465-015 | ML-2W-7-PVCT-2 | Invisible splice connector 2x in bag |  |  | 1.7325 | 1 | NA
|  | 465-030 | ML-2W-6 | Endcap 10mm |  |  | 0.315 | 1 | NA
|  | 465-035 | ML-2W-8 | Crocodile clip 10mm |  |  | 0.315 | 1 | NA
LED GLAMOUR LIGHT 3 WIRES - 13MM - 230V - 99M ROLL'S
|  | 060-001 | L-DL-3W-99M-230V-W | 3 wires unit 300cm connect maximal 99 meter 3.2 Watt/meter | Pure White | IP44 | 597.45 | 1 | 8714984007642
|  | 060-002 | L-DL-3W-99M-230V-B | 3 wires unit 300cm connect maximal 99 meter 3.2 Watt/meter | Blue | IP44 | 555.45 | 1 | 8714984007659
|  | 060-003 | L-DL-3W-99M-230V-G | 3 wires unit 300cm connect maximal 99 meter 3.2 Watt/meter | Green | IP44 | 597.45 | 1 | 8714984007666
|  | 060-004 | L-DL-3W-99M-230V-R | 3 wires unit 300cm connect maximal 99 meter 3.2 Watt/meter | Red | IP44 | 418.95 | 1 | 8714984007673
|  | 060-005 | L-DL-3W-99M-230V-Y | 3 wires unit 300cm connect maximal 99 meter 3.2 Watt/meter | Yellow | IP44 | 418.95 | 1 | 8714984007680
|  | 214-007 | L-CNTR-DL-3W 8 | LED Controller 230 Volt in/out for 3 wires LED maximum 45 meter with 8 functions |  | IP44 | 15.6975 | 1 | 8714984902763
TRADITIONAL GLAMOUR LIGHT 13MM 3 WIRES
|  | 490-003 | DL-3W-90M-240GR | 3 wires connect maximal 90 meter 16.5 Watt/meter | Green | IP44 | 169.4385 | 1 | 8714984900677
|  | 490-005 | DL-3W-90M-240YE | 3 wires connect maximal 90 meter 16.5 Watt/meter | Yellow | IP44 | 169.4385 | 1 | 8714984900684
ACCESSORIES FOR 13MM 3 WIRES LED AND TRADITIONAL
|  | 495-005 | DLG-3W-1-3M-FF | Power/extension cable 3 meter 2x female |  | IP44 | 8.379 | 30 | 8714984900745
|  | 495-010 | DL-3W-4 | Power screw connector |  | IP44 | 2.1 | 1 | 8714984900752
|  | 495-015 | DL-3W-4M | Male pin connector |  | IP44 | 0.5188 | 1 | 8714984900769
|  | 495-020 | DL-3W-7 | Invisible splice connector |  | IP44 | 0.5188 | 1 | 8714984900783
CONTROLLERS FOR 3 WIRE 13MM
|  | 545-045 | SL-411 | Universal controller with various functions 4800 Watt auto chasing/flashing |  | IP44 | 52.4475 | 1 | 8714984901131
NEON FLEX
LEDNEON-FLEX ULTRA BRIGHT 240V - 50M ROLL - PRICE PRO UNIT - POSSIBLE TO ORDER PRO UNIT
|  | 110-001 | L-LN-FX-2W-W-240V | 55 unit from 91cm connect maximal 50m 4.5 Watt/unit | White | IP44 | 57.75 | 1 | 8714984006096
|  | 110-002 | L-LN-FX-2W-B-240V | 55 unit from 91cm connect maximal 50m 4.5 Watt/unit | Blue | IP44 | 44.1 | 1 | 8714984006102
|  | 110-003 | L-LN-FX-2W-G-240V | 55 unit from 91cm connect maximal 50m 4.5 Watt/unit | Green | IP44 | 51.45 | 1 | 8714984006119
|  | 110-004 | L-LN-FX-2W-R-240V | 33 unit from 152cm connect maximal 50m 6 Watt/unit | Red | IP44 | 55.125 | 1 | 8714984006126
|  | 110-005 | L-LN-FX-2W-Y-240V | 33 unit from 152cm connect maximal 50m 6 Watt/unit | Yellow | IP44 | 55.125 | 1 | 8714984006133
LEDNEON-FLEX ULTRA BRIGHT 240V - 50M ROLL - PRICE PRO ROLL
|  | 110-031 | LN-FX-2W-W-240V | 55 unit from 91cm connect maximal 50m 4.5 Watt/unit | White | IP44 | 2724.75 | 1 | NA
|  | 110-032 | LN-FX-2W-B-240V | 55 unit from 91cm connect maximal 50m 4.5 Watt/unit | Blue | IP44 | 1884.75 | 1 | NA
|  | 110-033 | LN-FX-2W-G-240V | 55 unit from 91cm connect maximal 50m 4.5 Watt/unit | Green | IP44 | 2409.75 | 1 | NA
|  | 110-034 | LN-FX-2W-R-240V | 33 unit from 152cm connect maximal 50m 6 Watt/unit | Red | IP44 | 1569.75 | 1 | NA
|  | 110-035 | LN-FX-2W-Y-240V | 33 unit from 152cm connect maximal 50m 6 Watt/unit | Yellow | IP44 | 1569.75 | 1 | NA
LEDNEON-FLEX ULTRA BRIGHT 24V - 10M ROLL- PRICE PRO ROLL
|  | 110-011 | L-LN-FX-2W-W-24V | 9.91m/roll 130 unit from 7.62cm connect maximal 130 units 0.36 Watt/unit | White | IP44 | 624.75 | 5 | 8714984909212
|  | 110-012 | L-LN-FX-2W-B-24V | 9.91m/roll 130 unit from 7.62cm connect maximal 130 units 0.36 Watt/unit | Blue | IP44 | 414.75 | 5 | 8714984008403
|  | 110-013 | L-LN-FX-2W-G-24V | 9.91m/roll 130 unit from 7.62cm connect maximal 130 units 0.36 Watt/unit | Green | IP44 | 519.75 | 5 | 8714984008410
|  | 110-014 | L-LN-FX-2W-R-24V | 9.96m/roll 98 unit from 10.16cm connect maximal 98 units 0.6 Watt/unit | Red | IP44 | 341.25 | 5 | 8714984008427
|  | 110-015 | L-LN-FX-2W-Y-24V | 9.96m/roll 98 unit from 10.16cm connect maximal 98 units 0.48 Watt/unit | Yellow | IP44 | 341.25 | 5 | 8714984008434
LEDNEON-FLEX ECO VERSION 240V - 50M ROLL - PRICE PRO ROLL - TO ORDER PRO ROLL ONLY
|  | 110-022 | L-LN-FXE-2W50-B-240V | 55 unit from 91cm connect maximal 55 units 3 Watt/unit | Blue | IP44 | 1363.95 | 1 | 8714984901353
|  | 110-025 | L-LN-FXE-2W50-Y-240V | 33 unit from 150cm connect maximal 33 units 3 Watt/unit | Yellow | IP44 | 1048.95 | 1 | 8714984901384
LEDNEON-FLEX-ACCESOIRIES FOR ULTRA BRIGHT AND ECO VERSION
|  | 115-005 | L-LN-FX-2W-1-5 | Power cable + endcap + heat shrinkable self-adhesive tube for 230 Volt |  | IP44 | 5.628 | 50 | 8714984006140
|  | 115-006 | L-LN-FX-2W-1-2-24V | Power cable + endcap + heat shrinkable self-adhesive tube for 24 Volt |  | IP44 | 5.628 |  | 8714984905290
|  | 115-010 | L-LN-FX-2W-L-CON. | L-connector with heat shrinkable self-adhesive tube |  | IP44 | 3.6645 | 10 | 8714984006157
|  | 115-015 | L-LN-FX-2W-T-CON. | T-connector with heat shrinkable self-adhesive tube |  | IP44 | 5.397 | 10 | 8714984006164
|  | 115-020 | L-LN-FX-2W-X-CON. | X-connector with heat shrinkable self-adhesive tube |  | IP44 | 7.14 | 10 | 8714984006171
|  | 115-025 | L-LN-FX-2W-4M | Male pin connector |  | IP44 | 0.42 | 100 | 8714984006188
|  | 115-030 | L-LN-FX-2W-7 | Invisible splice connector + heat shrinkable self-adhesive tube |  | IP44 | 1.7325 | 10 | 8714984006195
|  | 115-035 | L-LN-FX-2W-6 | Endcap |  | IP44 | 0.3465 | 50 | 8714984006201
|  | 115-040 | L-LN-FX-2W-5 | Mounting clip (5cm rigid channel) |  | n/a | 1.7535 | 25 | 8714984006218
|  | 115-045 | L-LN-FX-2W-CH-ALU | Channel aluminium 2 meter rigid |  | n/a | 10.8045 | 15 | 8714984006225
BORDER LIGHT FOR OUTLINING BUILDINGS
LED BORDER LIGHT 230V - 30X35MM - VISIBLE UP TO 500M
|  | 080-001 | L-LBL-1000-230V W | Borderlight 230 Volt 30x45x1020mm connect up to 30 pieces 12.5 Watt | White | IP65 | 68.25 | 1 | 8714984008519 | [17 empty] | 10 cm | Special
|  | 080-003 | L-LBL-1000-230V G | Borderlight 230 Volt 30x45x1020mm connect up to 30 pieces 12.5 Watt | Green | IP65 | 68.25 | 1 | 8714984008533 | [17 empty] | 10 cm | Special
|  | 080-005 | L-LBL-1000-230V Y | Borderlight 230 Volt 30x45x1020mm connect up to 30 pieces 12.5 Watt | Yellow | IP65 | 47.25 | 1 | 8714984050594 | [17 empty] | 10 cm | Special
|  | 080-013 | L-LBL-400-230V G | Borderlight 230 Volt 30x45x420mm connect up to 60 pieces 5 Watt | Green | IP65 | 33.6 | 1 | 8714984051423 | [17 empty] | 10 cm | Special
|  | 080-015 | L-LBL-400-230V Y | Borderlight 230 Volt 30x45x420mm connect up to 60 pieces 5 Watt | Yellow | IP65 | 31.5 | 1 | 8714984051447 | [17 empty] | 10 cm | Special
|  | 080-023 | L-LBL-600-230V G | Borderlight 230 Volt 30x45x620mm connect up to 45 pieces 7.4 Watt | Green | IP65 | 51.45 | 1 | 8714984051478 | [17 empty] | 10 cm | Special
|  | 080-025 | L-LBL-600-230V Y | Borderlight 230 Volt 30x45x620mm connect up to 45 pieces 7.4 Watt | Yellow | IP65 | 40.95 | 1 | 8714984051492 | [17 empty] | 10 cm | Special
|  | 080-050 | L-LBL-EXT-1.5M W | Extension cable for Borderlight 1.5m | White | IP65 | 5.628 | 1 | 8714984901827 | [17 empty] | 1,5 m | Special
|  | 080-051 | L-LBL-POW-1.5M | Power cable for Borderlight 1.5m Black rubber |  | IP65 | 5.628 | 1 | 8714984901834 | [17 empty] | 1,5 m | Schuko
NEON LED BORDER LIGHT 24V - 23X26MM - VISIBLE UP TO 1KM - 9 WATT/M - CONN. 10M
|  | 080-031 | L-BDL-1000-24V W | Borderlight 24 Volt 23x26x1000mm 9 Watt connect up to 10 pieces | White | IP67 | 85.7115 | 20 | 8714984901162 | [17 empty] | 20 cm | AMP
|  | 080-032 | L-BDL-1000-24V B | Borderlight 24 Volt 23x26x1000mm 9 Watt connect up to 10 pieces | Blue | IP67 | 85.7115 | 20 | 8714984901179 | [17 empty] | 20 cm | AMP
|  | 080-033 | L-BDL-1000-24V G | Borderlight 24 Volt 23x26x1000mm 9 Watt connect up to 10 pieces | Green | IP67 | 85.7115 | 20 | 8714984901186 | [17 empty] | 20 cm | AMP
|  | 080-034 | L-BDL-1000-24V R | Borderlight 24 Volt 23x26x1000mm 9 Watt connect up to 10 pieces | Red | IP67 | 85.7115 | 20 | 8714984901193 | [17 empty] | 20 cm | AMP
|  | 080-035 | L-BDL-1000-24V Y | Borderlight 24 Volt 23x26x1000mm 9 Watt connect up to 10 pieces | Yellow | IP67 | 85.7115 | 20 | 8714984901209 | [17 empty] | 20 cm | AMP
|  | 080-041 | L-BDL-400-24V W | Borderlight 24 Volt 23x26x400mm 3,6 Watt connect up to 22 pieces | White | IP67 | 39.9735 | 20 | 8714984901216 | [17 empty] | 20 cm | AMP
|  | 080-042 | L-BDL-400-24V B | Borderlight 24 Volt 23x26x400mm 3,6 Watt connect up to 22 pieces | Blue | IP67 | 39.9735 | 20 | 8714984901223 | [17 empty] | 20 cm | AMP
|  | 080-043 | L-BDL-400-24V G | Borderlight 24 Volt 23x26x400mm 3,6 Watt connect up to 22 pieces | Green | IP67 | 39.9735 | 20 | 8714984901230 | [17 empty] | 20 cm | AMP
|  | 080-044 | L-BDL-400-24V R | Borderlight 24 Volt 23x26x400mm 3,6 Watt connect up to 22 pieces | Red | IP67 | 39.9735 | 20 | 8714984901247 | [17 empty] | 20 cm | AMP
|  | 080-045 | L-BDL-400-24V Y | Borderlight 24 Volt 23x26x400mm 3,6 Watt connect up to 22 pieces | Yellow | IP67 | 39.9735 | 20 | 8714984901254 | [17 empty] | 20 cm | AMP
|  | 080-061 | L-BDL-600-24V W | Borderlight 24 Volt 23x26x600mm 5,4 Watt connect up to 15 pieces | White | IP67 | 56.3115 | 20 | 8714984901261 | [17 empty] | 20 cm | AMP
|  | 080-062 | L-BDL-600-24V B | Borderlight 24 Volt 23x26x600mm 5,4 Watt connect up to 15 pieces | Blue | IP67 | 56.3115 | 20 | 8714984901278 | [17 empty] | 20 cm | AMP
|  | 080-063 | L-BDL-600-24V G | Borderlight 24 Volt 23x26x600mm 5,4 Watt connect up to 15 pieces | Green | IP67 | 56.3115 | 20 | 8714984901285 | [17 empty] | 20 cm | AMP
|  | 080-064 | L-BDL-600-24V R | Borderlight 24 Volt 23x26x600mm 5,4 Watt connect up to 15 pieces | Red | IP67 | 56.3115 | 20 | 8714984901292 | [17 empty] | 20 cm | AMP
|  | 080-065 | L-BDL-600-24V Y | Borderlight 24 Volt 23x26x600mm 5,4 Watt connect up to 15 pieces | Yellow | IP67 | 56.3115 | 20 | 8714984901308 | [17 empty] | 20 cm | AMP
|  | 080-055 | L-BDL-EXT-1.5M W | Extension cable 1.5m | White | IP67 | 5.5965 | 1 | 8714984901315 | [17 empty] | 1,5 m | Special
|  | 080-056 | L-BDL-POW-1.5M | Power cable 1.5m | White | IP67 | 5.5965 | 1 | 8714984901322 | [17 empty] | 1,5 m | Special
|  | 080-057 | L-BDL-CHAN-3,5M | Channel aluminium 33.5x36.5x3500mm price/3.5m | Alu |  | 61.95 | 12 | 8714984903364
|  | 080-110 | BDL-BRACK | 2 pcs bracket with screw for 1 pcs borderlight | Alu |  | 2.625 | 1 | 8714984904040
|  | 080-111 | BDL-ENDCAP | 10 channel endcap in pvc bag | Alu |  | 5.1975 | 1 | 8714984904231
|  | 080-112 | BDL-AMP-CON | 5 set 4mm amp connector in pvc bag |  |  | 8.3475 | 1 | 8714984903999 | [18 empty] | AMP
|  | 080-100 | L-BDL-SMPL-5 | Sample 5 colours 25cm including power supply 24 Volt 24 Watt - NET PRICE |  |  | 37.275 | 1 | NA
COVE LIGHT
LED 230V COVE LIGHT ROUND - 13MM - 45M ROLL - 60 LEDS PER METER - 5,34 WATT PER METER - CONNECT MAXIMUM 45M
|  | 075-001 | L-DL-2W-45M-230V-UBMW | LED Duralight Ultra bright 5,34 Watt/meter cut 1m connect maximal 45 meter | Milky White | IP44 | 627.9 | 1 | 8714984007697 | [18 empty] | Schuko
|  | 075-002 | L-DL-2W-45M-230V-UBMB | LED Duralight Ultra bright 5,34 Watt/meter cut 1m connect maximal 45 meter | Milky Blue | IP44 | 522.9 | 1 | 8714984050754 | [18 empty] | Schuko
|  | 075-008 | L-DL-2W-45M-230V-UBMWW | LED Duralight Ultra bright 5,34 Watt/meter cut 1m connect maximal 45 meter | Milky Warm White | IP44 | 729.75 | 1 | 8714984008090 | [18 empty] | Schuko
|  | 075-018 | L-DL-2W-45M-120V-UBMWW | LED Duralight Ultra bright cut 0.5m 120 Volt connect maximal 45 meter | Milky Warm White | IP44 | 729.75 | 1 | 8714984050914
LED 230V COVE STRIPLIGHT FLAT - 11,5 * 6MM - 50 METER ROLL - 60 LED P/METER - CUTTING UNIT 1 METER - 4,2 Watt/meter - Max. connect 100M
|  | 075-141 | FL-SC-230V-W | LED Cove Strip light 50 meter - 11,5 x 6MM - Cutting Unit 1 meter - 4,2 Watt/meter | White | IP44 | 355.95 | 1 | 8714984909755
|  | 075-148 | FL-SC-230V-WW | LED Cove Strip light 50 meter - 11,5 x 6MM - Cutting Unit 1 meter - 4,2 Watt/meter | Warm White | IP44 | 355.95 | 1 | 8714984909762
|  | 075-150 | FL-SC-230V-PC | Power Cable for LED Cove Strip Light 50 meter | White | IP44 | 7.2975 | 1 | 8714984910010
|  | 075-151 | FL-SC-230V-SPL | Splice Connector for LED Cove Strip light 50 meter | NA | IP44 | 0.315 | 1 | 8714984910027
|  | 075-152 | FL-SC-230V-ENDC | End Cap for LED Cove Strip Light 50 meter | Transparant | IP44 | 0.1575 | 1 | 8714984910034
|  | 076-016 | FL-SC-CH-6*12 P | 6x12mm channel pet 1m with double sided tapen on the back price/1m |  | na | 3.675 | 25 | 8714984905122
LED MARINE COVE LIGHT - 20 METER - 24V - 78 LEDS PER METER - 4,68 WATT PER METER - CONNECT MAXIMUM 20M
|  | 075-038 | CVL-24V WW | LED Cove Light 24V - cut 8,3cm - 15x9mm price p/20M | Warm White | IP67 | 624.75 | 1 | 8714984905641
|  | 075-100 | AC-KIT5 | Accesory kit (power cable, splice connector, heat shrinking tube and end cap) |  |  | 5.145 | 1 | 8714984905658
|  | 075-101 | ALU-CH5-1M | Aluminium (U) channel 1m |  |  | 5.145 | 1 | 8714984905665
LED COVE LIGHT SINGLE - 6X12MM - 30M ROLL - 30 LEDS PER METER - CUTTABLE EACH 20CM - 3 WATT PER METER - CONNECT MAXIMUM 30M
|  | 075-041 | L-FL-SC-24V W | Single Covelight 24 Volt 3,6 Watt/meter connect maximal 30 meter | White | IP44 | 1207.5 | 1 | 8714984009875
|  | 075-048 | L-FL-SC-24V WW | Single Covelight 24 Volt 3,6 Watt/meter connect maximal 30 meter - 3000K | Warm White | IP44 | 1207.5 | 1 | 8714984009882
|  | 075-042 | L-FL-SC-24V B | Single Covelight 24 Volt 3,6 Watt/meter connect maximal 30 meter | Blue | IP44 | 1207.5 | 1 | 8714984009899
|  | 075-043 | L-FL-SC-24V G | Single Covelight 24 Volt 3,6 Watt/meter connect maximal 30 meter | Green | IP44 | 1207.5 | 1 | 8714984009905
|  | 075-044 | L-FL-SC-24V R | Single Covelight 24 Volt 3,6 Watt/meter connect maximal 30 meter | Red | IP44 | 1207.5 | 1 | 8714984009912
|  | 075-046 | L-FL-SC-24V A | Single Covelight 24 Volt 3,6 Watt/meter connect maximal 30 meter | Amber | IP44 | 1207.5 | 1 | 8714984009929
|  | 075-071 | L-FL-SC-24V-HB W | Single Covelight 24 Volt Hi Bright 3,6 Watt/meter connect maximal 30 meter | White | IP44 | 1312.5 | 1 | 8714984904002
|  | 075-078 | L-FL-SC-24V-HB WW | Single Covelight 24 Volt Hi Bright 3,6 Watt/meter connect maximal 30 meter - 3000K | Warm White | IP44 | 1312.5 | 1 | 8714984903609
|  | NA | L-FL-SC-24V S | Sample 1m 24 Volt including power supply (mention colour) - NET PRICE |  | IP44 | 37.275 | 1 | NA | [18 empty] | Euro plug
LED COVE LIGHT RGB - 11X18MM - 36 LEDS PER METER - 7,2 WATT PER METER
|  | 075-025 | L-FL-RGB-24V | RGB 24 Volt 7,2 Watt/meter to cut 20cm price per 1m connect maximal 20 meter |  | IP44 | 72.975 | 50 | 8714984008854
|  | 075-026 | L-FL-RGB-230V | RGB 230 Volt 7,2 Watt/meter to cut 2m price per 2m connect maximal 100 meter |  | IP44 | 145.95 | 100 | 8714984008861
|  |  | L-FL-RGB-24V S | Sample 1m 24 Volt including controller and power supply - NET PRICE |  | IP44 | 72.45 | 1 | NA | [18 empty] | Schuko
ACCESSORIES LED COVE LIGHT SINGLE 6X12MM
|  | 076-006 | L-FL-SC-6 | 6x12mm endcap |  | IP44 | 0.315 | 100 | 8714984009936
|  | 076-007 | L-FL-SC-5 | 6x12mm mounting clip |  | na | 0.1785 | 100 | 8714984009943
|  | 076-008 | L-FL-SC-CON | 6x12mm connector |  | IP44 | 2.625 | 5 | 8714984009950
|  | 076-009 | L-FL-SC-CON2 | 6x12mm 2 connector with 15cm wire |  | IP44 | 8.3475 | 5 | 8714984009967
|  | 076-010 | L-FL-SC-PC | 6x12mm power cable with plug 1m (to DC use 076-015) |  | IP44 | 8.3475 | 5 | 8714984901445
|  | 076-017 | L-FL-SC-PCSW | 6x12mm power cable with striped wire 1m |  | IP44 | 6.2475 | 5 | 8714984905245
|  | 076-011 | L-FL-SC-CH-6*12 | 6x12mm channel aluminium price/2m |  | na | 8.7465 | 25 | 8714984902237
|  | 076-016 | FL-SC-CH-6*12 P | 6x12mm channel pet 1m with double sided tapen on the back price/1m |  | na | 3.675 | 25 | 8714984905122
|  | 076-015 | L-FL-SC-CV | 6x12mm converter cable 10cm from 2 pin to dc plug |  | IP44 | 4.1475 | 1 | 8714984904026
|  | 076-060 | L-FL-SPS-24-50W | Power supply 24 Volt 50 Watt |  | IP20 | 47.25 | 1 | 8714984009424 | [18 empty] | Schuko
|  | 076-061 | L-FL-SPS-24-90W | Power supply 24 Volt 90 Watt |  | IP20 | 83.475 | 1 | 8714984009431 | [18 empty] | Schuko
|  | 076-062 | L-FL-SPS-24-150W | Power supply 24 Volt 150 Watt |  | IP20 | 162.75 | 1 | 8714984009448 | [18 empty] | Schuko
|  | 485-055 | DL-2W-GLBT | Glue bottle in pvc bag + topcard |  |  | 1.911 | 1 | 8714984000414
ACCESSORIES LED COVE LIGHT RGB 11X18MM
|  | 076-001 | L-FL-RGB-6 | 11x18mm endcap |  | IP44 | 0.315 | 100 | 8714984008878
|  | 076-002 | L-FL-RGB-5 | 11x18mm mounting clip |  | na | 0.189 | 100 | 8714984008885
|  | 076-003 | L-FL-RGB-CON | 11x18mm connector |  | IP44 | 2.625 | 5 | 8714984008892
|  | 076-004 | L-FL-RGB-CON 2 | 11x18mm 2 connector with 29cm wire |  | IP44 | 10.4475 | 5 | 8714984008908
|  | 076-005 | L-FL-RGB-PCUV | 11X18mm power cable with striped wire 1m |  | IP44 | 8.3475 | 5 | 8714984009417
|  | 076-013 | L-FL-RGB-PCUV5 | 11X18mm power cable with striped wire 5m |  | IP44 | 13.5975 | 5 | 8714984901452
|  | 076-012 | L-FL-RGB-PC | 11X18mm power cable between Controller and Cove Light |  | IP44 | 10.4475 | 5 | 8714984901810
|  | 076-014 | L-FL-RGB-CH-11*18 | 11X18mm channel aluminium price/2m |  | na | 11.34 | 25 | 8714984902244
|  | 076-018 | L-FL-RGB-CH-11*18 P | 11X18mm channel pet price/1m with double sided tape on the back |  | na | 4.725 | 50 | 8714984905757
|  | 076-051 | L-FL-CNTR-230V | 11x18mm controller 230 Volt 1320 Watt |  | IP20 | 135.45 | 1 | 8714984008922
|  | 076-060 | L-FL-SPS-24-50W | Power supply 24 Volt 50 Watt |  | IP20 | 47.25 | 1 | 8714984009424
|  | 076-061 | L-FL-SPS-24-90W | Power supply 24 Volt 90 Watt |  | IP20 | 83.475 | 1 | 8714984009431
|  | 076-062 | L-FL-SPS-24-150W | Power supply 24 Volt 150 Watt |  | IP20 | 162.75 | 1 | 8714984009448
|  | 485-055 | DL-2W-GLBT | Glue bottle in pvc bag + topcard |  |  | 1.911 | 1 | 8714984000414
ARCHITECTURAL UNIVERSAL WHITE COATED CHANNEL AND LEXAN COVER FOR PROJECTS
|  | 076-100 | L-FL-CHAN-UV-20 2M WHITE | 24*47*2000mm excluding lexan cover price/2m - white coating 9010 |  |  | 40.236 | 10 | 8714984902251
|  | 076-101 | L-FL-CHAN-UV-20 2M ALU | 24*47*2000mm excluding lexan cover price/2m - aluminium look |  |  | 40.236 | 10 | 8714984908628
|  | 076-103 | L-FL-CHAN-UV-20 6M WHITE | 24*47*6000mm excluding lexan cover price/6m - white coating 9010 |  |  | 120.7395 | 1 | 8714984909977
|  | 076-102 | L-FL-CHAN-UV-20 6M ALU | 24*47*6000mm excluding lexan cover price/6m - aluminium look |  |  | 120.7395 | 1 | 8714984902268
|  | 076-117 | L-FL-ENDCAP-UV 20 WHITE | Endcap for UV 20 price/2 pieces - white coating 9010 |  |  | 6.9825 | 1 | 8714984909991
|  | 076-104 | L-FL-ENDCAP-UV 20 ALU | Endcap for UV 20 price/2 pieces - aluminium look |  |  | 6.9825 | 1 | 8714984902275
|  | 076-105 | L-FL-LEX-UV-20 2M | Lexan cover frosty 5*20*2000mm price/2m |  |  | 20.0025 | 1 | 8714984902817
|  | 076-106 | L-FL-LEX-UV-20 3M | Lexan cover frosty 5*20*3000mm price/3m |  |  | 30.009 | 1 | 8714984902794
|  | 076-110 | L-FL-CHAN-UV-40 2M WHITE | 45*47*2000mm excluding lexan cover price/2m - white coating 9010 |  |  | 48.258 | 10 | 8714984902282
|  | 076-111 | L-FL-CHAN-UV-40 2M ALU | 45*47*2000mm excluding lexan cover price/2m - aluminium look |  |  | 48.258 | 10 | 8714984908635
|  | 076-113 | L-FL-CHAN-UV-40 6M WHITE | 45*47*6000mm excluding lexan cover price/6m - white coating 9010 |  |  | 144.753 | 1 | 8714984909984
|  | 076-112 | L-FL-CHAN-UV-40 6M ALU | 45*47*6000mm excluding lexan cover price/6m - aluminium look |  |  | 144.753 | 1 | 8714984902299
|  | 076-118 | L-FL-ENDCAP-UV 40 WHITE | Endcap for UV 40 price/2 pieces - white coating 9010 |  |  | 6.9825 | 1 | 8714984910003
|  | 076-114 | L-FL-ENDCAP-UV 40 ALU | Endcap for UV 40 price/2 pieces - aluminium look |  |  | 6.9825 | 1 | 8714984902305
|  | 076-115 | L-FL-LEX-UV-40 2M | Lexan cover frosty 5*40*2000mm price/2m |  |  | 28.266 | 1 | 8714984902824
|  | 076-116 | L-FL-LEX-UV-40 3M | Lexan cover frosty 5*40*3000mm price/3m |  |  | 42.399 | 1 | 8714984902800
FESTOON LIGHT
|  | 075-120 | FTC-10M | Festoon Cable 10 meter white - without socket |  |  | 23.1 |  | 8714984908369
|  | 075-125 | FT-SOC. | Socket |  |  | 1.491 |  | 8714984908376
|  | 075-126 | FT-ENDC. | Endcap |  |  | 0.4095 |  | 8714984908383
|  | 075-127 | FT-CH-1M | Channel 1 meter white |  |  | 4.1475 |  | 8714984908390
|  | 075-128 | FT-CLIP | Nile clip |  |  | 1.6695 |  | 8714984908406
|  | 075-130 | FT-L-0.5W-WW | LED Bulb 0,5 Watt - 24V, Warm White 2850-3200K | Warm White |  | 5.1975 |  | 8714984908413
|  | 075-131 | FT-L-1W-WW | LED Bulb 1 Watt - 24V, Warm White 2850-3200K | Warm White |  | 9.3975 |  | 8714984908420
FLEX TAPE
FLEX TAPE HORIZONTAL-5M ROLL- 8*2.5MM-300 SMD LED- TO CUT 5CM-CONN.MAX 5M ~ 24 WATT
|  | 127-001 | L-FT-5M-12V-W | Flextape 5 meter roll 12 Volt 300 smd LED 3000K | White | IP20 | 47.1975 | 5 | 8714984051331 |  | 12 |  | 24 | 300 | 60 | 1,67cm | 120 |  | 6500K | 5 m | 8 mm | 2,4 mm |  |  |  | 5 meter |  |  | 5 cm
|  | 127-008 | L-FT-5M-12V-WW | Flextape 5 meter roll 12 Volt 300 smd LED | Warm White 3000K | IP20 | 47.1975 | 5 | 8714984008717 |  | 12 |  | 24 | 300 | 60 | 1,67cm | 120 |  | 3000K | 5 m | 8 mm | 2,4 mm |  |  |  | 5 meter |  |  | 5 cm
|  | 127-043 | L-FT-5M-12V-WW+ | Flextape 5 meter roll 12 Volt 300 smd LED 2700K - white pcb | Warm White 2700K | IP20 | 49.47 | 5 | 8714984910621
|  | 127-002 | L-FT-5M-12V-B | Flextape 5 meter roll 12 Volt 300 smd LED | Blue | IP20 | 47.1975 | 5 | 8714984051348 |  | 12 |  | 24 | 300 | 60 | 1,67cm | 120 |  |  | 5 m | 8 mm | 2,4 mm |  |  |  | 5 meter |  |  | 5 cm
|  | 127-003 | L-FT-5M-12V-G | Flextape 5 meter roll 12 Volt 300 smd LED | Green | IP20 | 55.5975 | 5 | 8714984051355 |  | 12 |  | 24 | 300 | 60 | 1,67cm | 120 |  |  | 5 m | 8 mm | 2,4 mm |  |  |  | 5 meter |  |  | 5 cm
|  | 127-004 | L-FT-5M-12V-R | Flextape 5 meter roll 12 Volt 300 smd LED | Red | IP20 | 47.1975 | 5 | 8714984051362 |  | 12 |  | 24 | 300 | 60 | 1,67cm | 120 |  |  | 5 m | 8 mm | 2,4 mm |  |  |  | 5 meter |  |  | 5 cm
|  | 127-005 | L-FT-5M-12V-Y | Flextape 5 meter roll 12 Volt 300 smd LED | Yellow | IP20 | 47.1975 | 5 | 8714984051379 |  | 12 |  | 24 | 300 | 60 | 1,67cm | 120 |  |  | 5 m | 8 mm | 2,4 mm |  |  |  | 5 meter |  |  | 5 cm
|  | 127-204 | CON-204 | Splice connector (to connect two separate units without solding) |  | IP20 | 2.0475 | 10 | 8714984905764
|  | 127-205 | CON-205 | Power cable 20cm with striped wire |  | IP20 | 2.8875 | 10 | 8714984905771 | [17 empty] | 20 cm
FLEX TAPE HORIZONTAL 5M ROLL - 10*3.8MM - 180 SMD LED - TO CUT 5CM - 20 WATT - WATERPROOF
|  | 127-032 | FT-5M-12V-W | 300 smd led white waterproof (5 METER) | White | IP65 | 78.6975 |  |  |  | 12 |  | 12 | 300 | 60 | 1,67 cm | 120 |  | 6500K | 5 m | 10 mm | 3,8 mm |  |  |  | 6 meter |  |  | 5 cm
|  | 127-039 | FT-5M-12V-WW | 300 smd led warm white waterproof (5 METER) | Warm White | IP65 | 78.6975 |  |  |  | 12 |  | 12 | 300 | 60 | 1,67 cm | 120 |  | 3000K | 5 m | 10 mm | 3,8 mm |  |  |  | 6 meter |  |  | 5 cm
FLEX TAPE HORIZONTAL - 5M ROLL - 11.7*2.5MM - 150 SMD LED - SUPER BRIGHT - TO CUT 10CM ~ 30 WATT
|  | 127-011 | FT-5M-3S-12V W | Flextape 5 meter roll 12 Volt 150 smd tri-chip LED | White | IP20 | 83.9475 | 1 | 8714984903333 |  | 12 |  | 30 | 150 | 30 | 1,67 cm | 140 | 1950 | 6500K | 5 m | 11,7 mm | 2,4 mm |  |  |  | 50 meter |  |  | 10 cm
|  | 127-018 | FT-5M-3S-12V WW | Flextape 5 meter roll 12 Volt 150 smd tri-chip LED | Warm White | IP20 | 83.9475 | 1 | 8714984903340 |  | 12 |  | 30 | 150 | 30 | 1,67 cm | 140 | 1950 | 3000K | 5 m | 11,7 mm | 2,4 mm |  |  |  | 50 meter |  |  | 10 cm
FLEX TAPE HORIZONTAL 5M ROLL 14*6,5 150 SMD LED SUPER BRIGHT CONN 5M WATERPROOF ~ 36 WATT
|  | 127-028 | FT-5M-3S-24V WW | Flextape 5 meter roll 24 Volt 150 smd tri-chip LED 14x5,5mm waterproof - cut 10cm | Warm White | IP65 | 145.95 | 1 | 8714984903876 |  | 24 |  | 36 | 150 | 50 | 2 cm | 140 | 1500 | 3000K | 3 m | 14 mm | 5,5 mm |  |  |  | 9 meter |  |  | 10 cm
|  | 127-203 | CON-203 | Connector set for 127-028 |  | IP65 | 2.8875 |  | 8714984903968
|  | 127-105 | FT-3M-3S-24V RGB | Flextape 3 meter roll 24 Volt 150 smd tri-chip LED 14x5,5mm waterproof - cut 12,5cm | RGB | IP65 | 145.95 | 1 | 8714984903883 |  | 24 |  | 36 | 150 | 50 | 2 cm | 120 |  |  | 3 m | 14 mm | 5,5 mm |  |  |  | 9 meter |  |  | 12,5 cm
|  | 127-201 | CON-201 | Connector set for 127-105 |  | IP65 | 4.1475 |  | 8714984903951
FLEX TAPE HORIZONTAL RGB - SMD 3 IN ONE LED - TO CUT 10CM
|  | 127-000 | L-FT-5M-12V-RGB | 5 meter roll 12V 150 LED ~ 36W - 10cm cut - 30 LED p/meter - max. 5 meter | RGB | IP20 | 94.4475 | 1 | 8714984051393 |  | 12 |  | 36 | 150 | 30 | 3,3 cm | 120 |  |  | 5 m | 11 mm | 2,5 mm |  |  |  | 5 meter |  |  | 10 cm
|  | 127-100 | L-FT-5M-3S-24V RGB | 5 meter roll 24V 240 tri-chip LED ~ 57,5 Watt max. 10 meter | RGB | IP20 | 135.45 | 1 | 8714984903357 |  | 24 |  | 57.5 | 240 | 48 | 2,08 cm | 120 |  |  | 5 m | 11,7 mm | 2,4 mm |  |  |  | 10 meter |  |  | 10 cm
|  | 127-200 | CON-200 | Connector set for 127-100 |  | IP20 | 2.8875 | 1 | 8714984903944
FLEX TAPE VERTICAL - 3M ROLL - 8*15MM - 180 5MM TOP LED - TO CUT 5CM - CONN. MAX 6M - WATERPROOF ~ 14,4 WATT
|  | 132-011 | L-VFT-180-12V W | Flextape vertical 3 meter roll 12 Volt 180 top LED | White | IP65 | 83.475 | 1 | 8714984903616 |  | 12 |  | 14.4 | 180 | 60 | 1,67 cm | 80 | 1800 | 6500K | 3 m | 15 mm | 8 mm |  |  |  | 6 meter |  |  | 5 cm
|  | 132-018 | L-VFT-180-12V WW | Flextape vertical 3 meter roll 12 Volt 180 top LED | Warm White | IP65 | 83.475 | 1 | 8714984903623 |  | 12 |  | 14.4 | 180 | 60 | 1,67 cm | 80 | 1800 | 3000K | 3 m | 15 mm | 8 mm |  |  |  | 6 meter |  |  | 5 cm
|  | 132-012 | L-VFT-180-12V B | Flextape vertical 3 meter roll 12 Volt 180 top LED | Blue | IP65 | 83.475 | 1 | 8714984903630 |  | 12 |  | 14.4 | 180 | 60 | 1,67 cm | 80 | 1800 |  | 3 m | 15 mm | 8 mm |  |  |  | 6 meter |  |  | 5 cm
|  | 132-013 | L-VFT-180-12V G | Flextape vertical 3 meter roll 12 Volt 180 top LED | Green | IP65 | 83.475 | 1 | 8714984903647 |  | 12 |  | 14.4 | 180 | 60 | 1,67 cm | 80 | 1800 |  | 3 m | 15 mm | 8 mm |  |  |  | 6 meter |  |  | 5 cm
|  | 132-014 | L-VFT-180-12V R | Flextape vertical 3 meter roll 12 Volt 180 top LED | Red | IP65 | 83.475 | 1 | 8714984903654 |  | 12 |  | 14.4 | 180 | 60 | 1,67 cm | 80 | 1800 |  | 3 m | 15 mm | 8 mm |  |  |  | 6 meter |  |  | 5 cm
|  | 132-015 | L-VFT-180-12V Y | Flextape vertical 3 meter roll 12 Volt 180 top LED | Yellow | IP65 | 83.475 | 1 | 8714984903661 |  | 12 |  | 14.4 | 180 | 60 | 1,67 cm | 80 | 1800 |  | 3 m | 15 mm | 8 mm |  |  |  | 6 meter |  |  | 5 cm
|  | 127-203 | CON-203 | Connector set for 132 serie |  | IP65 | 2.8875 | 1 | 8714984903968
FLEX TAPE WHITE PCB - HALF COAT SILICONE HORIZONTAL - 5M ROLL - 8*2.5mm - 600 LED - TO CUT 5CM - 40 WATT - CONN. MAX 5M
|  | 127-048 | FT-5M-24V-2400K | 120 smd led per meter warm white 2400K | WW 2400K | IP20 | 120.13 | 1 | 8714984905108 |  | 24 |  | 40 | 600 | 120 | 4,1 cm |  |  | 2400K | 5 m | 8 mm | 2,5 mm |  |  |  | 5 meter |  |  | 5 cm
|  | 127-059 | FT-5M-24V-2700K | 120 smd led per meter warm white+ 2700K | WW 2700K | IP20 | 120.13 | 1 | 8714984910638
|  | 127-058 | FT-5M-24V-3000K | 120 smd led per meter warm white 3000K | WW 3000K | IP20 | 114.45 | 1 | 8714984908451 |  | 24 |  | 40 | 600 | 120 | 4,1 cm |  |  | 3000K | 5 m | 8 mm | 2,5 mm |  |  |  | 5 meter |  |  | 5 cm
|  | 127-041 | FT-5M-24V-7000K | 120 smd led per meter pure white 7000K | W 7000K | IP20 | 114.45 | 1 | 8714984908468 |  | 24 |  | 40 | 600 | 120 | 4,1 cm |  |  | 7000K | 5 m | 8 mm | 2,5 mm |  |  |  | 5 meter |  |  | 5 cm
|  | 127-068 | FT-5M-D-24V-2700K | 240 smd led per meter - 2 row warm white 2700K | WW 2700K | IP20 | 198.45 | 1 | 8714984908475 |  | 24 |  |  |  | 48 | 4,1 cm |  |  | 2700K | 5 m | 8 mm | 2,5 mm |  |  |  | 5 meter |  |  | 5 cm
|  | 127-061 | FT-5M-D-24V-7000K | 240 smd led per meter - 2 row white 7000K | W 7000K | IP20 | 198.45 | 1 | 8714984909069 |  | 24 |  |  |  | 48 | 4,1 cm |  |  | 7000K | 5 m | 8 mm | 2,5 mm |  |  |  | 5 meter |  |  | 5 cm
|  | 127-010 | FT-5M-24V-RGB | 60 smd 5050 led per meter RGB | RGB | IP20 | 198.45 | 1 | 8714984908482 |  | 24
FLEX TAPE WHITE PCB - 5M ROLL - 8*2.5mm - 600 LED - TO CUT 5CM - 48 WATT - CONN. MAX 5M
|  | 127-060 | FT-5M-24V-2700KNG | 120 smd led per meter warm white+ 2700K - no coating | WW 2700K | IP20 | 109.15 | 1 | 8714984910645
|  | 127-042 | FT-5M-24V-BL | 120 smd led per meter blue - no coating | Blue | IP20 | 103.95 | 1 | 8714984908765 |  | 24 |  | 48 | 600 | 120 | 4,1 cm |  |  |  | 5 m | 8 mm | 2,5 mm |  |  |  | 5 meter |  |  | 5 cm
CONNECTION SET DC (FOR FLEX TAPE)
|  | 120-107 | PC-DCM-20 | 20cm wire with dc male plug and striped wire - 10pcs in a bag - price pro bag | Black | IP20 | 10.4475 | 1 | [11 empty] | 20 cm
|  | 120-108 | PC-DCF-20 | 20cm wire with dc female plug and striped wire - 10pcs in a bag - price pro bag | Black | IP20 | 10.4475 | 1 | [11 empty] | 20 cm
EXTENSION CABLE DC
|  | 120-101 | L-LT-EXT-0.75 | Extension cable DC 75cm price pro 2 pieces | Black | IP20 | 4.725 | 2 | [11 empty] | 75 cm
|  | 120-104 | L-LT-EXT-1.5 | Extension cable DC tube 150cm price pro 2 pieces | Black | IP20 | 5.67 | 2 | [11 empty] | 150 cm
FLEX TAPE IP68 WATERPROOF - 5M ROLL - 3000K-3500K - 24VOLT
|  | 127-078 | FT-5M-60-3528-3.0K | 60 3528 p/m 24 volt10mm 4.8w/m | WW 3000K-3500K | IP68 | 82.95 | 1 | 8714984907324
|  | 127-088 | FT-5M-120-3528-3.0K | 120 3528 p/m 24volt 10mm 9.6w/m | WW 3000K-3500K | IP68 | 124.95 | 1 | 8714984907331
|  | 127-098 | FT-5M-36-5050-3.0K | 36 5050 p/m 24volt 12mm 8.6w/m | WW 3000K-3500K | IP68 | 124.95 | 1 | 8714984907348
|  | 127-108 | FT-5M-60-5050-3.0K | 60 5050 p/m 24volt 14.4mm 14.4w/m | WW 3000K-3500K | IP68 | 187.95 | 1 | 8714984907355
|  | 127-109 | CON60-SC-5050 | Power cable with endcap and glue for 127-108 |  | IP68 | 4.1475 | 1 | 8714984908017
|  | 127-072 | FT-5M-36-5050-RGB | 36 5050 p/m 24volt 14mm 9 w/m | RGB | IP68 | 156.45
|  | 127-070 | FT-5M-60-5050-RGB | 60 5050 p/m 24volt 14mm 14,4w/m | RGB | IP68 | 219.45 | 1 | 8714984907928
|  | 127-071 | CON60-RGB-5050 | Power cable with endcap and glue for 127-070 & 127-072 |  | IP68 | 4.1475 | 1 | 8714984908291
LED WATERPROOF SILICON FLEX STRING 3MM LED 12V - CONN. MAX 6M - WATERPROOF ~ 9,5 WATT
|  | 132-001 | L-SFS-96L-12V-W | 1 meter Silicon flex string 96 LED 12 Volt 3 LED unit | White | IP68 | 49.6125 | 2 | 8714984008977 |  | 12 |  | 9.5 |  | 96 | [13 empty] | 3 cm
|  | 132-002 | L-SFS-96L-12V-B | 1 meter Silicon flex string 96 LED 12 Volt 3 LED unit | Blue | IP68 | 49.6125 | 2 | 8714984008984
|  | 132-003 | L-SFS-96L-12V-G | 1 meter Silicon flex string 96 LED 12 Volt 3 LED unit | Green | IP68 | 49.6125 | 2 | 8714984008991
|  | 132-004 | L-SFS-96L-12V-R | 1 meter Silicon flex string 96 LED 12 Volt 3 LED unit | Red | IP68 | 49.6125 | 2 | 8714984009004
|  | 132-005 | L-SFS-96L-12V-Y | 1 meter Silicon flex string 96 LED 12 Volt 3 LED unit | Yellow | IP68 | 49.6125 | 2 | 8714984009011
SUPER FLEX VERTICAL TAPE - 24V - 20M
|  | 132-021 | SFL-24V W | Super Flex Vertical 20m 24 volt white | White | IP67 | 414.75 | 1 | 8714984905603
|  | 132-028 | SFL-24V WW | Super Flex Vertical 20m 24 volt warm white | Warm White | IP67 | 414.75 | 1 | 8714984905610
|  | 132-100 | AC-KIT3 | Accesory kit (power cable, splice connector, heat shrinking tube, 20pcs clips and end cap) |  |  | 8.1375 | 1 | 8714984905627
|  | 132-101 | ALU-CH3-1M | Aluminium channel 1m |  |  | 3.9375 | 1 | 8714984905634
SUPER FLEX MINI - ø 3.5MM - 24V - 10 METER COMPLETE ROLL - 36 LED/METER - LED DISTANCE 2,78CM
|  | 132-031 | SFLM-24V W | Super Flex Mini 3.5mm 10m 24V white - incl. power cable - one lenght, not cuttable! | White | IP67 | 141.75 | 1 | 8714984905672
|  | 132-038 | SFLM-24V WW | Super Flex Mini 3.5mm 10m 24V warm white - incl. power cable - one lenght, not cuttable! | Warm White | IP67 | 141.75 | 1 | 8714984908789
CHANNEL FOR FLEX TAPE
|  | 127-220 | FT-CH-ALU | Alu channel 2 meter - for Flex Tape | Alu | IP20 | 10.4475 | 25 | 8714984905924
|  | 127-221 | FT-COV-CL | Cover polycarbonate clear - 1 meter | Clear | IP20 | 5.1975 | 25 | 8714984907546
|  | 127-223 | FT-COV-DIF-2M | Cover polycarbonate frosted - 2 meter | Frosted | IP20 | 10.395 | 25 | 8714984909458
|  | 127-228 | FT-CH-SQ | alu ch.2m, inner size w12.2*h15.8mm opal matt cover included | Opal Matt | IP20 | 39.8475
|  | 127-224 | FT-CH-RR | alu ch.2m, inner size w12.4*h 7mm opal matt cover recessed included | Opal Matt | IP20 | 26.775
|  | 127-225 | FT-CH-R | alu ch.2m, inner size w12.4*h 7.3mm opal matt cover included | Opal Matt | IP20 | 26.775
|  | 127-226 | FT-CH-CM | alu ch 2m. inner size w12.2*h18.5mm opal matt cover 45° included | Opal Matt | IP20 | 36.75
|  | 127-227 | FT-CH-CSM | alu ch 2m. inner size w12.2*h18.5mm opal semi matt cover 45° included | Opal Semi Matt | IP20 | 36.75
BACKGROUND MODULES
LED MINI LIGHT BAR PIRANHA 12V
|  | 126-001 | L-MLB-1-12V-W | 1 LED with holder and power cord 12 Volt 0,24 Watt | White | IP20 | 1.6065 | 1 | 8714984051287
|  | 126-002 | L-MLB-1-12V-B | 1 LED with holder and power cord 12 Volt 0,24 Watt | Blue | IP20 | 1.6065 | 1 | 8714984051294
|  | 126-003 | L-MLB-1-12V-G | 1 LED with holder and power cord 12 Volt 0,24 Watt | Green | IP20 | 1.6065 | 1 | 8714984051300
|  | 126-004 | L-MLB-1-12V-R | 1 LED with holder and power cord 12 Volt 0,24 Watt | Red | IP20 | 1.6065 | 1 | 8714984051317
|  | 126-005 | L-MLB-1-12V-Y | 1 LED with holder and power cord 12 Volt 0,24 Watt | Yellow | IP20 | 1.6065 | 1 | 8714984051508
|  | 126-011 | L-MLB-3-12V-W | 3 LED with holder and power cord 12 Volt 0,24 Watt | White | IP20 | 2.6082 | 1 | 8714984051324
BACKGROUND MODULE 12V ~ CONN. MAX 50PCS - WATERPROOF
|  | 125-002 | L-MOD-2L-12V-B | 2 led 30*28*12.5mm120° 0.27w 2 lum. | Blue | IP65 | 1.68 | 100 | 8714984007413
|  | 125-003 | L-MOD-2L-12V-G | 2 led 30*28*12.5mm120° 0.27w 6 lum. | Green | IP65 | 1.68 | 100 | 8714984007420
|  | 125-004 | L-MOD-2L-12V-R | 2 led 30*28*12.5mm120° 0.27w 2.5 lum. | Red | IP65 | 1.68 | 100 | 8714984007437
|  | 125-005 | L-MOD-2L-12V-Y | 2 led 30*28*12.5mm120° 0.27w 4 lum. | Yellow | IP65 | 1.68 | 100 | 8714984007444
|  | 125-011 | L-MOD-4L-12V-W | 4 led 42*28* 5.9mm120° 0.48w 27.5 lum. (SMD) | White | IP65 | 1.7325 | 50 | 8714984007451
|  | 125-012 | L-MOD-4L-12V-B | 4 led 35*30*12.5mm120° 0.48w 27.5 lum. | Blue | IP65 | 1.7325 | 100 | 8714984007468
|  | 125-013 | L-MOD-4L-12V-G | 4 led 35*30*12.5mm120° 0.48w 27.5 lum. | Green | IP65 | 1.7325 | 100 | 8714984007475
|  | 125-014 | L-MOD-4L-12V-R | 4 led 35*30*12.5mm120° 0.48w 27.5 lum. | Red | IP65 | 1.7325 | 100 | 8714984007482
|  | 125-015 | L-MOD-4L-12V-Y | 4 led 35*30*12.5mm120° 0.48w 27.5 lum. | Yellow | IP65 | 1.7325 | 100 | 8714984007499
|  | 125-020 | L-MOD-3L-12V-RGB | 3 led 35*30*12.5mm120° 0.48w 27.5 RGB | RGB | IP65 | 1.7325 | 50 | 8714984050570
BACKGROUND MINI MODULE 12V ~ 5MM AND 2 SMD WATERPROOF
|  | 125-021 | MM-2L-12V W | 2 led mini module 38X15X5mm 120° - 0,24w 8 lumen | White | IP65 | 0.9975 | 100 | 8714984905474
BACKGROUND MODULE 12V 3PCS TRI-CHIP SMD LED ~ CONN. 50PCS - HIGH BRIGHTNESS WATERPROOF
|  | 125-031 | M-3L-3-12V W | 3 led 82*17*5.8mm120° 0.6w 40 lum. | White | IP65 | 2.1 | 1 | 8714984904934
|  | 125-034 | M-3L-3-12V R | 3 led 82*17*5.8mm120° 0.6w | Red | IP65 | 2.1 | 1 | 8714984905054
|  | 125-038 | M-3L-3-12V WW | 3 led 82*17*5.8mm120° 0.6w 30 lum. | Warm White | IP65 | 2.3625 | 1 | 8714984904958
|  | 125-000 | M-3L-12V RGB | 3 chip RGB led 82*17*5,8mm 120° 0,60w 36 lumen RGB | RGB | IP65 | 3.0975 |  | 8714984905566
BACKGROUND POWER MODULE 12V WITH 1 WATT OSRAM / NICHIA LED ~ CONN. 20PCS - WATERPROOF
|  | 125-041 | MOD-1L-1W W | 1 hi power led 67*36*7.5mm 1.3w 70 lum. (Osram led) | White | IP65 | 6.825 | 1 | 8714984904965
|  | 125-048 | MOD-1L-1W WW | 1 hi power led 67*36*7.5mm 1.3w 60 lum. (Nichia led) | Warm White | IP65 | 7.56 | 1 | 8714984904972
LIGHT BARS
LIGHT BAR ALUMINIUM - 52.5CM 10*6MM - 30 SMD LED - CONN. 12 PCS - WATER PROOF
|  | 128-031 | L-WPLB-30L-12V W | Lightbar 12 Volt 30 smd LED | White | IP54 | 15.6975 | 40 | 8714984903678
|  | 128-018 | L-WPLB-30L-12V WW | Lightbar 12 Volt 30 smd LED | Warm White | IP54 | 15.6975 | 40 | 8714984903685
|  | 128-012 | L-WPLB-30L-12V B | Lightbar 12 Volt 30 smd LED | Blue | IP54 | 15.6975 | 40 | 8714984903692
|  | 128-013 | L-WPLB-30L-12V G | Lightbar 12 Volt 30 smd LED | Green | IP54 | 15.6975 | 40 | 8714984903708
|  | 128-014 | L-WPLB-30L-12V R | Lightbar 12 Volt 30 smd LED | Red | IP54 | 15.6975 | 40 | 8714984903715
|  | 128-015 | L-WPLB-30L-12V Y | Lightbar 12 Volt 30 smd LED | Yellow | IP54 | 15.6975 | 40 | 8714984903722
|  | 127-203 | CON-203 | Connector set for light bar aluminium |  | IP65 | 2.8875 | 1 | 8714984903968
LED LIGHT BAR ALUMINIUM - 50CM 19*14MM - 45 SMD LED- 24V - 4 WATT CONN. 10 PCS
|  | 128-041 | LB-45L-24V W | Light bar 24 Volt 45 smd LED 4 watt | White | IP20 | 26.25 | 15 | 8714984904699
|  | 128-028 | LB-45L-24V WW | Light bar 24 Volt 45 smd LED 4 watt | Warm White | IP20 | 26.25 | 15 | 8714984904668
LED LIGHT BAR ALUMINIUM - 30CM 25*15.5mm - 5 HI POWER LED - 24V - 6.8 WATT CONN. 10 PCS
|  | 128-051 | LB-5*1-24V W | Light bar 30cm with 5*1 watt hi-power led white | White | IP20 | 42 | 12 | 8714984904712
|  | 128-038 | LB-5*1-24V WW | Light bar 30cm with 5*1 watt hi-power led warm white | Warm White | IP20 | 42 | 12 | 8714984904729
LED WATERPROOF LIGHT BAR PIRANHA LED 12V
|  | 128-003 | L-WPLB-25L-12V-G | Light bar 12 Volt 2,16 Watt 40cm 25 LED wire on one end | Green | IP67 | 28.539 | 1 | 8714984051539
|  | 128-004 | L-WPLB-25L-12V-R | Light bar 12 Volt 2,16 Watt 40cm 25 LED wire on one end | Red | IP67 | 28.539 | 1 | 8714984051546
|  | 128-011 | L-WPLB-60L-12V-W | Light bar 12 Volt 5,18 Watt 100cm 60 LED wire on one end | White | IP67 | 52.9578 | 1 | 8714984009578
|  | 128-000 | L-WPLB-24L-12V-RGB | Light bar 12 Volt 2,16 Watt 42cm 24 LED wire on one end | RGB | IP67 | 27.6696 | 1 | 8714984051560
LED LIGHT BAR RIGID RGB 12V
|  | 125-050 | L-MLB-3L-12VRGB | Mini light bar smd 3 LED 12 Volt 0,35 Watt/meter | RGB | IP20 | 3.0975 | 1 | 8714984908499
|  | 125-060 | L-LLB-30L-12V-RGB | Long light bar smd 30 LED 12 Volt 6,6 Watt 57cm cuttable 3led 55mm | RGB | IP20 | 26.1975 | 1 | 8714984051225
KITCHEN LIGHT
LED LIGHT BAR KITCHEN LIGHT
|  | 177-050 | TT5-08W | Kitchen Light Tube T5 30cm including accesoiries | Warm White | IP20 | 23.0475 | 1 | 8714984909922
|  | 177-051 | TT5-12W | Kitchen Light Tube T5 60cm including accesoiries | Warm White | IP20 | 33.5475 | 1 | 8714984909939
|  | 177-052 | TT5-18W | Kitchen Light Tube T5 90cm including accesoiries | Warm White | IP20 | 47.1975 | 1 | 8714984909946
|  | 177-057 | T5-PC-1.5M | power cable T5 |  | IP20 | 3.0975 | 1 | 8714984909953
EAYS TUBE
LED EASY TUBE 10X10MM 12V 10 PIECES IN WHITE BOX - PRICE PRO PIECE
|  | 120-001 | L-LT-05-1F-12V W | Easy tube 24 LED 1,92 Watt space 12.7mm 30.5cm connect maximal 10 units | White | IP20 | 12.8625 | 10 | 8714984006393
|  | 120-002 | L-LT-05-1F-12V B | Easy tube 24 LED 1,92 Watt space 12.7mm 30.5cm connect maximal 10 units | Blue | IP20 | 12.8625 | 10 | 8714984006409
|  | 120-003 | L-LT-05-1F-12V G | Easy tube 24 LED 1,92 Watt space 12.7mm 30.5cm connect maximal 10 units | Green | IP20 | 12.8625 | 10 | 8714984006416
|  | 120-004 | L-LT-05-1F-12V R | Easy tube 24 LED 1,92 Watt space 12.7mm 30.5cm connect maximal 10 units | Red | IP20 | 12.8625 | 10 | 8714984006423
|  | 120-011 | L-LT-1-1F-12V W | Easy tube 12 LED 0,96 Watt space 25.4mm 30.5cm connect maximal 20 units | White | IP20 | 8.925 | 10 | 8714984007727
|  | 120-012 | L-LT-1-1F-12V B | Easy tube 12 LED 0,96 Watt space 25.4mm 30.5cm connect maximal 20 units | Blue | IP20 | 8.925 | 10 | 8714984007734
|  | 120-013 | L-LT-1-1F-12V G | Easy tube 12 LED 0,96 Watt space 25.4mm 30.5cm connect maximal 20 units | Green | IP20 | 8.925 | 10 | 8714984007741
|  | 120-014 | L-LT-1-1F-12V R | Easy tube 12 LED 0,96 Watt space 25.4mm 30.5cm connect maximal 20 units | Red | IP20 | 8.925 | 10 | 8714984007758
|  | 120-015 | L-LT-1-1F-12V Y | Easy tube 12 LED 0,96 Watt space 25.4mm 30.5cm connect maximal 20 units | Yellow | IP20 | 8.925 | 10 | 8714984007765
|  | 120-020 | L-LT-05-2F-12V W | Easy tube 48 LED 3,48 Watt space 12.7mm 61cm connect maximal 6 units | White | IP20 | 20.7375 | 10 | 8714984009257
|  | 120-021 | L-LT-1-2F-12V W | Easy tube 24 LED 1,92 Watt space 25.4mm 61cm connect maximal 10 units | White | IP20 | 12.8625 | 10 | 8714984006447
|  | 120-022 | L-LT-1-2F-12V B | Easy tube 24 LED 1,92 Watt space 25.4mm 61cm connect maximal 10 units | Blue | IP20 | 12.8625 | 10 | 8714984006454
|  | 120-023 | L-LT-1-2F-12V G | Easy tube 24 LED 1,92 Watt space 25.4mm 61cm connect maximal 10 units | Green | IP20 | 12.8625 | 10 | 8714984006461
|  | 120-024 | L-LT-1-2F-12V R | Easy tube 24 LED 1,92 Watt space 25.4mm 61cm connect maximal 10 units | Red | IP20 | 12.8625 | 10 | 8714984006478
|  | 120-025 | L-LT-1-2F-12V Y | Easy tube 24 LED 1,92 Watt space 25.4mm 61cm connect maximal 10 units | Yellow | IP20 | 12.8625 | 10 | 8714984006485
|  | 120-031 | L-LT-1-3F-12V W | Easy tube 36 LED 2,88 Watt space 25.4mm 91.5cm connect maximal 7 units | White | IP20 | 19.8975 | 10 | 8714984006492
|  | 120-032 | L-LT-1-3F-12V B | Easy tube 36 LED 2,88 Watt space 25.4mm 91.5cm connect maximal 7 units | Blue | IP20 | 19.8975 | 10 | 8714984006508
|  | 120-035 | L-LT-1-3F-12V Y | Easy tube 36 LED 2,88 Watt space 25.4mm 91.5cm connect maximal 7 units | Yellow | IP20 | 19.8975 | 10 | 8714984006539
|  | 120-101 | L-LT-EXT-0.75 | Extension cable for Easy tube 75cm pro 2 pieces | Black | IP20 | 4.725 | 5 | 8714984001176
|  | 120-104 | L-LT-EXT-1.5 | Extension cable DC tube 150cm price pro 2 pieces | Black | IP20 | 5.67 | 5 | 8714984001183
|  | 120-103 | L-LT-2W-5 | Mounting clip transparent for Easy tube |  | IP20 | 0.189 | 100 | 8714984001169
|  | 120-105 | L-LT-DIV-2W | 2 way divider | Black | IP20 | 3.6225 | 1 | 8714984902435
|  | 120-106 | L-LT-DIV-5W | 4 way divider | Black | IP20 | 5.7225 | 1 | 8714984903791
GROUND SPOTS & MARKER LIGHTS
GROUND SPOTS Ø120 & Ø150 - adjustable and not adjustable
|  | 140-020 | GR-UV-50 | Ø120 x 165mm for 50mm spot led/halogen (empty housing) |  | IP67 | 28.875 | 20 | 8714984008502
|  | 140-022 | GR-UV-120 RGB | Ø120 x 165mm including 3-in-1 RGB spot type 140-000 and 24V driver without controller | RGB | IP67 | 124.95 | 1 | 8714984904767
|  | 140-025 | GR-UV-120-UVM W | Ø120 x 165mm with univers. module 2,5W white (148-101), without driver | White | IP67 | 52.4475
|  | 140-026 | GR-UV-120-UVM WW | Ø120 x 165mm with univers. module 2,5W warm white (148-108), without driver | Warm White | IP67 | 52.4475
|  | 140-027 | GR-UV-120-UVM GR | Ø120 x 165mm with univers. module 2,5W green (148-101), without driver | Green | IP67 | 52.4475
|  | 140-030 | GR-UV-50-ADJ | Ø150 x 205mm for 50mm spot led/halogen ~ adj. (empty housing) |  | IP67 | 51.975 | 6 | 8714984006829
|  | 140-032 | GR-UV-150 RGB | Ø150 x 205mm including HP RGB spot 148-200, and 24V driver ~ adj. without controller | RGB | IP67 | 177.45 | 1 | 8714984904538
|  | 140-033 | GR-UV-150-HPM W | Ø150 x 205mm with HP module 7,5W (148-201) , driver included ~ adj. | White | IP67 | 177.45 | 1 | 8714984904804
|  | 140-034 | GR-UV-150-HPM WW | Ø150 x 205mm with HP module 7,5W warm white (148-208) , driver included ~ adj. | Warm White | IP67 | 177.45 | 1 | 8714984904828
|  | 140-051 | GR-120-3-33° | Ø120mm H206mm 3 cree xp 33° 6.5 watt 3000K 350lm 100-260v | Warm White | IP67 | 93.45 | 1 | 8714984908796
|  | 140-055 | GR-160-9-17° | Ø160mm H248mm 9 cree xp 17° 16 watt 3000K 1100lm 100-260v | Warm White | IP67 | 166.95 | 1 | 8714984908802
|  | 140-059 | GR-193-15-33° | Ø193mm H248mm 15 cree xp 33° 26 watt 3000K 1750lm 100-260v | Warm White | IP67 | 229.95 | 1 | 8714984908819
|  | 140-063 | GR- 250-21-45° | Ø250mm H267mm 21 cree xp 45° 38 watt 3000K 2300lm 100-260v | Warm White | IP67 | 313.95 | 1 | 8714984908826
|  | 140-052 | GR-120-3-17° RGB | Ø120mm H206mm 3 cree rgb 17° 6.5 watt 12volt | RGB | IP67 | 93.45 | 1 | 8714984909892
|  | 140-060 | GR-193-15-33° RGB | Ø193mm H248mm 15 cree rgb 33° 26 watt 24 volt | RGB | IP67 | 229.95 | 1 | 8714984909915
LED MARKER LIGHTS FOR IN- AND OUTDOOR USE
|  | 135-140 | ML-R-3W-700 | Marker light round 78mm 3 watt 700mA IP65 without driver fit. In uv recessed box | Warm White | IP54 | 25.095 | 1 | 8714984909175
|  | 135-141 | ML-S-3W-700 | Marker light square 78mm 3 watt 700mA IP65 without driver fit. In uv recessed box | Warm White | IP54 | 25.095 | 1 | 8714984909182
|  | 135-142 | ML-S-1W-350 | Marker light 50*83 mm 1 watt 350mA IP65 alu body without driver in recessed box | Warm White | IP54 | 26.145 | 1 | 8714984909199
|  | 135-143 | ML-S-3W-350 | Marker light 50*135mm 3 watt 350mA IP65 alu body without.driver in recessed box | Warm White | IP54 | 49.0875 | 1 | 8714984909205
|  | 135-111 | L-ML-9L-230V-W | Markerlight 71x71x51mm 9 LED 230 Volt 0,8 Watt | White | IP54 | 20.895 | 20 | 8714984051010
|  | 135-112 | L-ML-9L-230V-B | Markerlight 71x71x51mm 9 LED 230 Volt 0,8 Watt | Blue | IP54 | 20.895 | 20 | 8714984904101
|  | 135-121 | L-ML-12L-230V-W | Markerlight 111x44x51mm 12 LED 230 Volt 1 Watt | White | IP54 | 22.5225 | 20 | 8714984051034
|  | 135-131 | L-ML-16L-230V-W | Markerlight 105x105x87mm 16 LED 230 Volt 1,5 Watt | White | IP54 | 30.45 | 20 | 8714984051058
|  | 135-038 | L-MLJ03A-230V WW | Markerlight 95x138mm 15 LED 230 Volt 1,2 Watt | Warm White | IP54 | 26.1975 | 1 | 8714984008373
|  | 135-041 | L-MLJ03-230V W | Markerlight 95x234mm 15 LED 230 Volt 1,2 Watt | White | IP54 | 26.1975 | 1 | 8714984008380
|  | 135-051 | L-MLJ05A-230V W | Markerlight 185x138mm 27 LED 230 Volt 2,2 Watt | White | IP54 | 36.6975 | 1 | 8714984008397
LED GROUND SPOT STAINLESS STEEL 316 CONSTANT CURRENT
|  | 140-001 | GR-MINI-45° | Ground Spot Mini 24mm 350ma 3000K stainl.316 cover IP67 45° 3mtr. cable 2*0,75 | Warm White | IP67 | 20.9475 | 12 | 8714984904552 |  |  | 350
|  | 140-002 | GR-MEDI-45° | Ground Spot Medi 40mm 700ma 3000K stainl.316 cover IP67 45° 3mtr. cable 2*0,75 | Warm White | IP67 | 55.65 | 6 | 8714984904569 |  |  | 700
|  | 140-003 | GR-MEDI-10° | Ground Spot Medi 40mm 700ma 3000K stainl.316 cover IP67 10° 3mtr. cable. 2*0,75 | Warm White | IP67 | 55.65 | 6 | 8714984908321 |  |  | 700
|  | 140-004 | GR-MEDI-120° | Ground Spot Medi 40mm 700ma 3000K Alu cover IP67 120° 3mtr. cable. 2*0,75 | Warm White | IP67 | 30.45
LED GROUND SPOT ALU COVER CONSTANT CURRENT
|  | 140-005 | GR-MEDI-1S | Ground Spot Medi 59mm 700ma 3000K Alu cover IP67 one side light 3mtr. cable. 2*0,75 | Warm White | IP67 | 35.175
|  | 140-006 | GR-MEDI-2S | Ground Spot Medi 59mm 700ma 3000K Alu cover IP67 two side light 3mtr. cable. 2*0,75 | Warm White | IP67 | 35.175
LED SPOT 24V 3 watt stainless steel 316
|  | 140-008 | SP-WW-24V | Ø60mm H64mm 1W LED, 316 stainless steel 24v | Warm White | IP67 | 46.725 | 1 | 8714984904545
LED MICRO SPOT 12 VOLT DC OUTDOOR
|  | 147-001 | MICR-SP-1-12V W | 6 pcs micro spot Ø12mm 12volt with 5m wire + conn. total 1,2 watt without Power Sup. | White | IP67 | 31.4475 | 1 | 8714984904033
LED BRICK LIGHT 12V set including transformer
|  | 160-006 | L-Q03/3-12V A | 3 Bricklights 100x100mm with 16 LED 12 Volt AC plug including transformer | Amber | IP68 | 73.4475 | 8 | 8714984008281
LED GROUNDSPOT 12v set including transformer (RETAIL PACK)
|  | 140-031 | L-GR-3-09L-12V-W | 3 Groundspot 10x10cm 120mm dept stainless steel 9 LED + transformer | White | IP67 | 62.9475 | 2 | 8714984007772
LED GARDEN SPYKE SET 12V including transformer
|  | 157-021 | L-DGL-3-12V W | Set with 3 Garden light 12 Volt 2 Watt LED AC plug including transformer | White | IP67 | 41.9475 | 4 | 8714984008946
LED SPOTLIGHTS Stainless steel 12 and 230v for garden lighting
|  | 145-000 | L-SP-UV-50-ST | Spotlight universal 82mm for 50mm 12 Volt MR16 LED or halogen spot |  | IP67 | 20.9475 | 20 | 8714984006836
|  | 145-031 | L-SP-6L-W-ST | Spotlight stainless steel 145mm 6x M3 1 Watt LED 230 Volt 275 lumen | White | IP67 | 93.45 | 6 | 8714984009509
|  | 145-051 | L-SP-6-1W-W-ST | Spotlight stainless steel 145mm 6x P4 1 Watt LED 230 Volt 480 lumen | White | IP67 | 103.95 | 6 | 8714984902053
LED MINI SPOT 12V INDOOR
|  | 150-021 | L-MSCL-12L-12V-W | Mini spot 12 LED clip model 12 Volt 1 Watt stainless steel | White | IP20 | 10.4475 | 100 | 8714984006997
|  | 150-011 | L-MS-12L-12V-W | Mini spot 12 LED 41x31x19mm 12 Volt 1 Watt stainless steel | White | IP20 | 14.6475 | 100 | 8714984007321
|  | 150-001 | L-MS-6L-12V-W | Mini spot 6 LED 40x30x18mm 12 Volt 0,5 Watt stainless steel SMD | White | IP20 | 10.4475 | 100 | 8714984007345
|  | 150-002 | L-MS-6L-12V-B | Mini spot 6 LED 40x30x18mm 12 Volt 0,5 Watt stainless steel | Blue | IP20 | 10.4475 | 100 | 8714984007000
|  | 150-003 | L-MS-6L-12V-G | Mini spot 6 LED 40x30x18mm 12 Volt 0,5 Watt stainless steel | Green | IP20 | 10.4475 | 100 | 8714984007017
|  | 150-004 | L-MS-6L-12V-R | Mini spot 6 LED 40x30x18mm 12 Volt 0,5 Watt stainless steel | Red | IP20 | 10.4475 | 100 | 8714984007024
|  | 150-006 | L-MS-6L-12V-A | Mini spot 6 LED 40x30x18mm 12 Volt 0,5 Watt stainless steel | Amber | IP20 | 10.4475 | 100 | 8714984007031
LED SPOTLIGHT aluminium indoor
|  | 148-258 | TRSP-2.5 WW | Spotlight aluminium 47*48mm 1x2.5 Watt LED 700mA excl driver (215-105) | Warm White | IP20 | 36.6975 | 1 | 8714984903173
|  | 148-251 | TRSP-2.5 W | Spotlight aluminium 47*48mm 1x2.5 Watt LED 700mA excl driver (215-105) | White | IP20 | 36.6975 | 1 | 8714984903180
|  | 145-041 | L-SP-1-3W-12V W | Spotlight aluminium 69 mm 1x 3 Watt LED 12 Volt 80 lumen excluding power supply | White | IP20 | 41.9475 | 1 | 8714984901780
|  | 145-018 | L-SP-1-3W-12V WW | Spotlight aluminium 69 mm 1x 3 Watt LED 12 Volt 67 lumen excluding power supply | Warm White | IP20 | 41.9475 | 1 | 8714984905894
LED LIGHTING FOR KITCHEN
|  | 136-028 | L-MS-1-1W-230V | 3 mini spot 30*9.5mm M3 1 Watt including driver 46 lumen. | Warm White | IP20 | 36.75 | 18 | 8714984901995
|  | 136-048 | L-DL-1-3W-230V | 2 under cabinet light with 1*3Watt P2 LED including driver 108 lumen | Warm White | IP20 | 40.95 | 1 | 8714984902008
LED DECORATION MODULES 12V
|  | 158-001 | L-1031/6 W | Decoration module with 4 LED 38x38 6 pieces + transformer 12 Volt | White | IP20 | 15.6975 | 10 | 8714984008229
|  | 158-002 | L-1031/6 B | Decoration module with 4 LED 38x38 6 pieces + transformer 12 Volt | Blue | IP20 | 15.6975 | 10 | 8714984008236
|  | 158-005 | L-1031/6 Y | Decoration module with 4 LED 38x38 6 pieces + transformer 12 Volt | Yellow | IP20 | 15.6975 | 10 | 8714984008243
ALUMINIUM GARDEN LIGHTING 230V
LED Garden light 230 volt profi line
|  | 149-300 | PYR-30-230V | Alu pole 30cm with 4*1watt cree led | Warm White | IP54 | 198.45 | 1 | 8714984904880
|  | 149-301 | PYR-60-230V | Alu pole 60cm with 4*1watt cree led | Warm White | IP54 | 240.45 | 1 | 8714984904897
|  | 149-302 | TOW-60-230V | Alu tower 60cm with 1*1watt cree led | Warm White | IP54 | 145.95 | 1 | 8714984904903
|  | 149-303 | POLE-60-OV-230V | Alu pole 60cm with 1*3watt cree led oval light | Warm White | IP54 | 140.7 | 1 | 8714984904910
|  | 149-304 | ST-SPT-3W-230V WW | Alu spotlight 35cm with 3 watt cree led and 40°beam | Warm White | IP54 | 93.45 | 1 | 8714984904927
|  | 149-305 | SPL-3W-230V WW | alu spotlight 3 watt LED with 40°beam - including mounting plate & spike | Warm White | IP67 | 57.6975 | 1 | 8714984905795
|  | 149-306 | POLE-60-1R-230V | alu pole 60cm with 1 round downlamp 5*1watt cree led | Warm White | IP54 | 177.45 | 1 | 8714984907171
|  | 149-307 | POLE-60-2R-230V | alu pole 60cm with 2 round downlamp 6*1watt cree led | Warm White | IP54 | 282.45 | 1 | 8714984907188
|  | 149-308 | POLE-60-2S-230V | alu pole 60cm with 2 square downlamp 4*1watt cree led | Warm White | IP54 | 166.95 | 1 | 8714984907195
|  | 149-309 | POLE-60-6M 230V | alu pole 60cm with 6 markerlights 6*1 watt cree led | Warm White | IP54 | 177.45 | 1 | 8714984907201
|  | 142-006 | L-C-BOX | 3 way connection Box |  | IP67 | 4.368 | 1 | 8714984008809
|  | 142-007 | L-C-TUBE | 2 way connection Tube |  | IP67 | 6.111 | 1 | 8714984008816
WALL LAMPS
LED Wall Lamps 230 volt
|  | 149-121 | WAMI-1-230V | alu mini wall lamp single 1 * 1 watt cree led 3000K | Warm White | IP20 | 41.9475 | 1 | 8714984906129 |  | 230 |  | 1 | 1 |  |  |  |  | 3000K | 90 mm | 62 mm | 65 mm | [7 empty] | No | CREE | XR-E
|  | 149-122 | WAMI-2-230V | alu mini wall lamp double 2 * 1 watt cree led 3000K | Warm White | IP20 | 57.6975 | 1 | 8714984906136 |  | 230 |  | 2 | 2 |  |  |  |  | 3000K | 143 mm | 62 mm | 65 mm | [7 empty] | No | CREE | XR-E
|  | 149-123 | WAMA-1-230V | alu maxi wall lamp single 1 * 1 watt cree led 3000K | Warm White | IP54 | 68.1975 | 1 | 8714984906143 |  | 230 |  | 1 | 1 |  |  |  |  | 3000K | 117 mm | 100 mm | 91 mm | [7 empty] | No | CREE | XR-E
|  | 149-124 | WAMA-2-230V | alu maxi wall lamp double 2 * 1 watt cree led 3000K | Warm White | IP54 | 99.75 | 1 | 8714984906150 |  | 230 |  | 2 | 2 |  |  |  |  | 3000K | 210 mm | 100 mm | 91 mm | [7 empty] | No | CREE | XR-E
|  | 149-125 | WAMA L-2-230V | alu maxi wall lamp luxe double 2 * 1 watt cree led 3000K | Warm White | IP54 | 103.95 | 1 | 8714984906167 |  | 230 |  | 2 | 2 |  |  |  |  | 3000K | 160 mm | 80 mm | 120 mm | [7 empty] | No | CREE | XR-E
|  | 149-126 | WAMI -FL-1-230V | alu flat wall lamp single 2x1watt cree led 3000K | Warm White | IP54 | 62.9475 | 1 | 8714984907218 |  | 230 |  | 2 | 2 |  |  |  |  | 3000K | 75 mm | 103 mm | 42 mm | [7 empty] | No | CREE | XR-E
|  | 149-127 | WAMI -FL-2-230V | alu flat wall lamp double 4x1watt cree led 3000K | Warm White | IP54 | 83.9475 | 1 | 8714984907225 |  | 230 |  | 4 | 4 |  |  |  |  | 3000K | 75 mm | 103 mm | 42 mm | [7 empty] | No | CREE | XR-E
|  | 149-128 | WAMA-FL-2-230V | alu flat wall lamp double 6x1watt cree led 3000K | Warm White | IP54 | 112.35 | 1 | 8714984907232 |  | 230 |  | 6 | 6 |  |  |  |  | 3000K | 75 mm | 155 mm | 42 mm | [7 empty] | No | CREE | XR-E
|  | 149-129 | WAMA-2-100-230V | alu wall lamp 100mm double 2*3watt cree led 3000K | Warm White | IP54 | 156.45 | 1 | 8714984907249 |  | 230 |  | 6 | 2 |  |  |  |  | 3000K | 150 mm | 110 mm | [8 empty] | No | CREE | XR-E
|  | 149-135 | WAMA-2X6*1-230V | alu wall lamp 140mm double 2 x 6*1 watt cree led 3000K | Warm White | IP44 | 194.25 | 1 | 8714984908000 |  | 230 |  | 12 | 12 |  |  | 30 | 816 | 3000K | [10 empty] | No | CREE | XR-C
GARDEN LIGHT 12V PLUG & PLAY
GARDEN LIGHT CONCEPT ~ ONE MAIN STRING AND SEVERAL SPOTS WITH THE SAME CONNECTION
|  | 215-310 | SPS-12-30W | 12 Volt DC 30 Watt DC screw plug |  | IP67 | 36.6975 | 1 | 8714984905184
|  | 149-001 | M-9M-6-W | Main connector cable 9 meter with 6 connections |  | IP67 | 13.5975 | 20 | 8714984904330
|  | 149-002 | EXT-2M | Extension cable 2m |  | IP67 | 5.1975 | 30 | 8714984904347
|  | 149-003 | EXT-5M | Extension cable 5m |  | IP67 | 8.3475 | 27 | 8714984904354
|  | 149-004 | DIV-2W | Divider 2 way 1.5m |  | IP67 | 5.1975 | 30 | 8714984904361
|  | 149-005 | DIV-3W | Divider 3 way 1.5m |  | IP67 | 5.1975 | 30 | 8714984904378
|  | 149-011 | MINI-1L W | 3 mini ground spot with 1 white led 0.3 watt | White | IP67 | 16.7475 | 40 | 8714984904385
|  | 149-012 | MINI-1L B | 3 mini ground spot with 1 blue led 0.3 watt | Blue | IP67 | 16.7475 | 40 | 8714984904392
|  | 149-016 | MINI-1L A | 3 mini ground spot with 1 amber led 0.3 watt | Amber | IP67 | 16.7475 | 40 | 8714984904408
|  | 149-021 | MIDI-6L W | 3 midi ground spot with 6 white led 0.5 watt | White | IP67 | 39.8475 | 6 | 8714984904415
|  | 149-022 | MIDI-6L B | 3 midi ground spot with 6 blue led 0.5 watt | Blue | IP67 | 39.8475 | 6 | 8714984904422
|  | 149-026 | MIDI-6L A | 3 midi ground spot with 6 amber led 0.5 watt | Amber | IP67 | 39.8475 | 6 | 8714984904439
|  | 149-031 | MAXI-12L W | 1 maxi ground spot with 12 white led 1 watt | White | IP67 | 26.1975 | 20 | 8714984904446
|  | 149-032 | MAXI-12L B | 1 maxi ground spot with 12 blue led 1 watt | Blue | IP67 | 26.1975 | 20 | 8714984904453
|  | 149-036 | MAXI-12L A | 1 maxi ground spot with 12 amber led 1 watt | Amber | IP67 | 26.1975 | 20 | 8714984904460
|  | 149-041 | BRIC-16L W | 1 bricklight with 16 white led 1.5 watt | White | IP67 | 21.9975 | 1 | 8714984904477
|  | 149-042 | BRIC-16L B | 1 bricklight with 16 blue led 1.5 watt | Blue | IP67 | 21.9975 | 1 | 8714984904484
|  | 149-046 | BRIC-16L A | 1 bricklight with 16 amber led 1.5 watt | Amber | IP67 | 21.9975 | 1 | 8714984904491
|  | 149-086 | SPYK-SP-1W WW | Spyke spot 45° beam Warm White 1 watt - height 27cm | Warm White | IP67 | 36.6975 | 1 | 8714984905481
|  | 149-087 | SPYK-SP-3W WW | Spyke spot 45° beam Warm White 3 watt - height 37cm | Warm White | IP67 | 41.9475 | 6 | 8714984904842
|  | 149-088 | SPYK-CDL | Spyke candle light 0.2 watt - height 47cm | Flame | IP67 | 20.9475 | 30 | 8714984904859
|  | 149-089 | POLE-STR-42-12V | Alu pole with 1*1watt Cree LED with acryl. light on top - height 42cm | Warm White | IP54 | 83.9475 | 1 | 8714984904866
|  | 149-090 | ST-SPT-3W-12V WW | Alu spotlight with 3 watt Cree LED and 40° beam - height 35cm | Warm White | IP54 | 102.8475 | 1 | 8714984904873
|  | 149-081 | SPL-3W-12V WW | Alu spotlight 3 watt LED with 40°beam - including mounting plate & spike | Warm White | IP67 | 47.1975 | 1 | 8714984905160
FLAT CABLE AND BELT LIGHT
BELT LIGHT PROFESSIONAL SET
|  | 585-038 | BLR-20M-20-E27M | 20 meter with 20 moulded sockets, 2 x 1,5mm round rubber wire |  | IP44 | 69.825 | 1 | 8714984907935
LED BELT LIGHT 230V party light (retail pack)
|  | 435-011 | BLRL-10M-10-E27MC | Belt Light 10m with 10 sockets and multi color LED lamps E27 |  | IP44 | 47.1975 | 5 | 8714984904705
FLATCABLE & ACCESSORIES
|  | 585-006 | FLC-BL-100 | Flatcable 2x 1.5mm black rubber 100m including plug and endcap |  | IP44 | 162.75 | 1 | 8714984004894
|  | 585-020 | FLC-BL-25PL | Flatcable 2x 1.5mm black 25m including plug and endcap |  | IP44 | 36.6975 | 4 | 8714984004900
|  | 585-036 | FLC-BL-10-10PL | Flatcable 2x 1.5mm black 10m including plug and 10 socket E27 |  | IP44 | 28.35 | 5 | 8714984902589
|  | 585-037 | FLC-BL-20-19PL | Flatcable 2x 1.5mm black 20m including plug and 19 socket E27 |  | IP44 | 58.8 | 5 | 8714984902596
|  | 585-023 | FLC-BL-100-100PL | Flatcable 2x 1.5mm black 100m including plug and 100 socket E27 |  | IP44 | 261.45 | 1 | 8714984009028
|  | 585-025 | FLC-LH-E27-20 | Flatcable lamp holder E27 20 pieces + rubber ring |  | IP44 | 20.9475 | 5 | 8714984004917
|  | 585-026 | FLC-LH-E27-100 | Flatcable lamp holder E27 100 pieces + rubber ring |  | IP44 | 94.4475 | 1 | 8714984051232
|  | 585-028 | FLC-LH-E27E-20 | Flatcable lamp holder E27 with mouting hole 20 pieces + rubber ring in bag |  | IP44 | 20.9475 | 5 | 8714984900080
CONTROLLERS & POWER SUPPLIES
LED CONTROLLER
|  | 214-001 | L-CNTR-3FM-12/24V | LED RGB Controller with screw connection for 12/24 Volt maximum 70 Watt |  | IP20 | 62.9475 | 1 | 8714984007376
|  | 214-040 | L-CNTR-171-24V | LED Controller universal 230 Volt in 24 Volt out 340 Watt DMX with dimming function |  | IP20 | 309.75 | 1 | 8714984901148
|  | 214-045 | L-CNTR-181-12V | LED Controller 12 Volt 120 Watt excluding power supply 12 Volt DC |  | IP44 | 166.95 | 1 | 8714984008953
|  | 214-023 | L-SDL109C1 | Controller for LN-MC-DIA50-240V |  | IP20 | 114.45 | 1 | 8714984006621
|  | 214-100 | L-CNTR-LAG12 | 12 Volt 200 Watt 8x way out with remote control DMX |  | IP20 | 834.75 | 1 | 8714984902664
|  | 214-101 | L-CNTR-LAG24 | 24 Volt 300 Watt 8x way out with remote control DMX |  | IP20 | 943.95 | 1 | 8714984902671
|  | 214-111 | L-CNTR-12-24 RC | Universal controller 12/24 Volt 180/240 Watt remote control excluding powersupply |  | IP20 | 73.4475 | 1 | 8714984903821
|  | 214-113 | CNTR-12-24-DMX | Universal controller 12/24 volt 180/240 watt dmx excl. Ps |  | IP20 | 82.95 | 1 | 8714984904088
|  | 214-116 | CNTR-DMX-RC | Controller dmx 512 16 progr. Rem cntr. |  | IP20 | 236.25 | 1 | 8714984904194
|  | 214-117 | L-CNTR-12-24-6A RC | Univ. controller 12/24 Volt 6 Ampere 28 Key R-C excl. powersupply |  | IP20 | 17.95 | 1 | 8714984908772
|  | 214-118 | L-DIMMER-12-24-8A | LED Dimmer 12-24V - 8 Ampere |  | IP20 | 17.95 | 1 | 8714984908789
|  | 213-040 | L-RC-12V-RGB | Remote Control 20m 12/24 Volt out 144 Watt excl. 12/24VDC power supply |  | IP20 | 51.45 | 1 | 8714984051164
|  | 214-121 | L-CNTR-JOGRGB | Remote Control with Jog Wheel and 10 different scenes |  | IP20 | 271.95 | 1 | 8714984909465
|  | 214-122 | L-REP-JOGRGB | Receptor, works as receptor for L-CNTR-JOGRGB |  | IP20 | 93.45 | 1 | 8714984909472
|  | 214-119 | IMS-180°-IP44 | IR Motion Sensor 180° |  | IP44 | 15.6975 | 1 | 8714984909076
|  | 214-120 | IMS-360°-IP20 | IR Motion Sensor 360° |  | IP20 | 15.6975 | 1 | 8714984909083
|  | 214-132 | S-SCREC-1224 | Single Color Controller 12V/24V 4 x 5A) |  | IP20 | 62.95 | 1 | 8714984910348
|  | 214-131 | S-SCREM-B5 | Remote Control 5 dif. Units |  | IP20 | 26.95 | 1 | 8714984910362
|  | 214-130 | S-SCREM-SM | Remote Control small |  | IP20 | 25.95 | 1 | 8714984910355
|  | 214-138 | S-SCREC-1224-1 | Single Color Controller 12V/24V 4 x 5A) |  | IP20 | 66.95 | 1 | 8714984910546
|  | 214-126 | S-RGBREC-3-5A | RGB Controller 3 x 5A |  | IP20 | 78.95 | 1 | 8714984910379
|  | 214-125 | S-RGBREM-JW | Remote Controll wiht Jog Wheel and 2 zones |  | IP20 | 102.95 | 1 | 8714984910386
|  | 214-135 | S-DMX-PAN-B | DMX Wand Panel - Black |  | IP20 | 99.95 | 1 | 8714984910393
|  | 214-139 | S-DMX-PAN-W | DMX Wand Panel - White |  | IP20 | 99.95 | 1 | 8714984910607
|  | 214-136 | S-DIM1-10-1224 | 1-10V dimming module |  | IP20 | 44.95 | 1 | 8714984910409
|  | 214-137 | S-DIM1-10-700 | 1-10V dimming module |  | IP20 | 44.95 | 1 | 8714984910430
|  | 214-127 | S-RGBDAT-REP | RGB Data Repeater 12V / 24V |  | IP20 | 44.95 | 1 | 8714984910416
|  | 214-133 | S-SCREC-700mA | Single Color Controller 4 x 700mA |  | IP20 | 75.95 | 1 | 8714984910423
POWER SUPPLIES CONSTANT VOLTAGE
WALL TYPE - SWITCH MODE POWER SUPPLY - INDOOR - DC PLUG - PLASTIC HOUSING
|  | 215-020 | L-SPS-12V-6W | 12 Volt DC 6 Watt wall type dc plug |  | IP20 | 13.272 | 1 | 8714984007215
|  | 215-025 | L-SPS-12V-6W UK | 12 Volt DC 6 Watt wall type dc plug UK Version |  | IP20 | 13.272 | 1 | 8714984007222
|  | 215-030 | L-SPS-12V-12W | 12 Volt DC 12 Watt wall type dc plug |  | IP20 | 16.9155 | 1 | 8714984007239
|  | 215-040 | L-SPS-12V-24W | 12 Volt DC 24 Watt wall type dc plug |  | IP20 | 22.8165 | 1 | 8714984007246
|  | 215-042 | L-SPS-24V-24W | 24 Volt DC 24 Watt wall type dc plug |  | IP20 | 22.8165 | 30 | 8714984902466
OPEN TYPE - SWITCH MODE POWER SUPPLY - INDOOR - SCREW CLAMP - METAL HOUSING
|  | 215-052 | SPS-12V-60W | 12V DC 60 watt open |  | IP20 | 34.5975 | 1 | 8714984909861
|  | 215-051 | SPS-24V-60W | 24V DC 60 watt open |  | IP20 | 34.5975 | 1 | 8714984909878
|  | 215-054 | SPS-12V-200W | 12V DC 200 watt open |  | IP20 | 62.9475 | 1 | 8714984905214
|  | 215-056 | SPS-24V-200W | 24V DC 200 watt open |  | IP20 | 62.9475 | 1 | 8714984905221
|  | 215-062 | SPS-12V-400W | 12V DC 400 watt open fan |  | IP20 | 103.95 | 1 | 8714984905207
|  | 215-061 | SPS-24V-400W | 24V DC 400 watt open fan |  | IP20 | 103.95 | 1 | 8714984903449
BLOCK TYPE - SWITCH MODE POWER SUPPLY - OUTDOOR - ALUMINIUM HOUSING - 12 VOLT
|  | 215-310 | SPS-12-30W | 12 Volt DC 30 Watt DC screw plug |  | IP67 | 36.6975 | 10 | 8714984905184
|  | 215-311 | SPS-12-60W | 12 Volt DC 60 Watt DC screw plug |  | IP67 | 47.1975 | 10 | 8714984905191
|  | 215-312 | SPS-12-100W | 12 Volt DC 100 Watt dual connector (amp+dc) |  | IP67 | 62.9475 | 10 | 8714984907157
|  | 215-314 | SPS-12-200W | 12 Volt DC 200 Watt 2 x dual connector (amp+dc) |  | IP67 | 124.95 | 10 | 8714984907164
BLOCK TYPE - SWITCH MODE POWER SUPPLY - OUTDOOR - ALUMINIUM HOUSING - 24 VOLT
|  | 215-300 | SPS-24-30W | 24 Volt DC 30 Watt DC screw plug |  | IP67 | 34.5975 | 1 | 8714984905214
|  | 215-301 | SPS-24-60W | 24 Volt DC 60 Watt DC screw plug |  | IP67 | 47.1975 | 10 | 8714984904989
|  | 215-302 | SPS-24-100W | 24 Volt DC 100 Watt dual connector (amp + dc) |  | IP67 | 62.9475 | 5 | 8714984904996
|  | 215-304 | SPS-24-200W | 24 Volt DC 200 Watt dual connector (amp + dc) |  | IP67 | 124.95 | 5 | 8714984905009
SPECIAL MODELS
|  | 215-008 | L-SPS-12V-20W | 12 Volt DC 20 Watt block type |  | IP20 | 18.8475 | 100 | 8714984908314
|  | 215-090 | L-SPS-12V-30W | 12 Volt DC 30 Watt 200x30x20mm (for sign modules) |  | IP67 | 16.7475 | 50 | 8714984009493
|  | 215-091 | SPS-12V-45W | 12 Volt DC 45 Watt 237x29x21mm (for sign modules) |  | IP67 | 24.0975 | 50 | 8714984905115
|  | 215-400 | SPS-24V-20W D | Switching power supply 24 volt DC, 20 watt dimmable with trailing edge dimmer. |  | IP20 | 31.4475 | 1 | 8714984905047
POWER SUPPLIES CONSTANT CURRENT
LED DRIVER FOR HIGH POWER LED ( WITH STABLE CURRENT)
|  | 215-100 | L-SPS-3.5-12V-350 | 350mA 4.2 Watt round model |  | IP44 | 13.5975 | 1 | 8714984009654
|  | 215-110 | TR-DR-20-700 D | 350-700mA adjust. 20 Watt for maximal 6x2.5 Watt mod. dimmable (1-10 Volt dim.) + power cable |  | IP20 | 31.4475 | 1 | 8714984903463
|  | 215-111 | TR-DR-20-700 | 700mA 20 Watt for maximal 6x2.5 Watt modules + power cable |  | IP20 | 24.0975 | 1 | 8714984903470
|  | 215-112 | TR-DR-18-600 | 600mA 18 Watt for maximal 6x2.5 Watt modules + power cable |  | IP20 | 24.0975 | 1 | 8714984903487
|  | 215-105 | TR-DR-06-700 P | 700mA 6 Watt for maximal 2x2.5 Watt modules ( wall type plug model) |  | IP20 | 10.4475 | 1 | 8714984904576
|  | 215-122 | TR-DR-09-700 WP | 700ma 9 Watt for maximal 3x2.5 Watt modles waterproof |  | IP64 | 20.9475 | 1 | 8714984904583
|  | 215-123 | TR-DR-09-RGB WP | 3*700ma for rgb power module input 12/24 volt dc waterproof |  | IP64 | 29.3475 | 1 | 8714984904750
|  | 215-150 | TR-DR-20-700 PD | 700mA 20 Watt for maximal 6x2.5 Watt modules dimmable on primary side (trailing edge dimmer) |  | IP20 | 31.4475 | 1 | 8714984904781
|  | 215-130 | TR-DIM-1-10V ALU | Dimmer 1-10 Volt without on/off switch for using with 215-110 driver |  | IP20 | 31.4475 | 1 | 8714984904248
LED DRIVER FOR HIGH POWER LED ( WITH STABLE CURRENT) ~OUTDOOR USE
|  | 215-154 | TR-DR-25-350 67 | 350mA 25 Watt - outdoor use |  | IP67 | 37.7475 | 10 | 8714984910270
|  | 215-155 | TR-DR-25-700 67 | 700mA 25 Watt - outdoor use |  | IP67 | 37.7475 | 10 | 8714984910287
TRANSFORMERS AC
TRANSFORMERS AC
|  | 142-000 | L-TF-12V-6W | Transformer 230 Volt to 12 Volt AC 6 Watt |  | IP44 | 8.3475 | 1 | NA
|  | 142-001 | L-TF-12V-10W | Transformer 230 Volt to 12 Volt AC10 Watt |  | IP44 | 11.4135 | 1 | 008755
|  | 142-002 | L-TF-12V-20W | Transformer 230 Volt to 12 Volt AC 20 Watt |  | IP44 | 14.3745 | 1 | 008762
|  | 550-005 | TR-J166 | Plug transformer 230 Volt to 24 Volt AC 6 Watt |  | IP44 | 7.6125 | 1 | NA
|  | 550-050 | TRF125 VA | Transformer 230 Volt to 24 Volt AC 125 Watt open block |  | IP20 | 20.9475 | 1 | NA
FIBER OPTICS
SOLID CORE SIDE LIGHT COMPLETE ROLL ONLY
|  | 800-001 | OFS-60-100 | Solid Core Sidelight 30 meter 8.6mm |  |  | 729.75 | 1 | NA
|  | 800-004 | OFS-100-200 | Solid Core Sidelight 60 meter 13mm |  |  | 1989.75 | 1 | NA
|  | 800-005 | OFS-110-100 | Solid Core Sidelight 30 meter 14mm |  |  | 997.5 | 1 | NA
|  | 800-006 | OFS-110-200 | Solid Core Sidelight 60 meter 14mm |  |  | 1989.75 | 1 | NA
|  | 800-007 | OFS-140-100 | Solid Core Sidelight 30 meter 17.3mm |  |  | 1149.75 | 1 | NA
SOLID CORE ENDLIGHT COMPLETE ROLL ONLY
|  | 803-001 | OFE-10-100 | Solid Core Endlight 1-3mm 100 meter |  |  | 124.95 | 1 | NA
|  | 803-002 | OFE-15-100 | Solid Core Endlight 1.5-3.5mm 100 meter |  |  | 187.95 | 1 | NA
|  | 803-003 | OFE-20-250 | Solid Core Endlight 2-4mm 250 meter |  |  | 628.95 | 1 | NA
|  | 803-004 | OFE-25-250 | Solid Core Endlight 2.5-4.5mm 250 meter |  |  | 838.95 | 1 | NA
|  | 803-005 | OFE-30-150 | Solid Core Endlight 3-5mm 150 meter |  |  | 680.4 | 1 | NA
|  | 803-007 | OFE-60-200 | Solid Core Endlight 6-8.6mm 60 meter |  |  | 392.7 | 1 | NA
|  | 803-010 | OFE-110-100 | Solid Core Endlight 11-14mm 30 meter |  |  | 523.95 | 1 | NA
MULTI STRING SIDE LIGHT COMPLETE ROLL ONLY
|  | 805-001 | MOFS-3-14 | Multi String Sidelight 8.6mm 30 meter |  |  | 355.95 | 1 | NA
|  | 805-002 | MOFS-6-14 | Multi String Sidelight 12.6mm 30 meter |  |  | 702.45 | 1 | NA
|  | 805-003 | MOFS-9-14 | Multi String Sidelight 15.8mm 30 meter |  |  | 1044.75 | 1 | NA
MULTI STRING END LIGHT COMPLETE ROLL ONLY
|  | 808-008 | MOFE-14 | Multi String Endlight 14str. 5.2mm 30 meter |  |  | 116.55 | 1 | NA
|  | 808-002 | MOFE-25 | Multi String Endlight 25str. 7mm 30 meter |  |  | 215.25 | 1 | NA
|  | 808-003 | MOFE-42 | Multi String Endlight 42str. 9mm 30 meter |  |  | 383.25 | 1 | NA
|  | 808-004 | MOFE-50 | Multi String Endlight 50str. 9.4mm 30 meter |  |  | 434.7 | 1 | NA
|  | 808-005 | MOFE-84 | Multi String Endlight 84str. 11mm 30 meter |  |  | 793.8 | 1 | NA
|  | 808-006 | MOFE-100 | Multi String Endlight 100str. 12mm 30 meter |  |  | 879.9 | 1 | NA
|  | 808-007 | MOFE-126 | Multi String Endlight 126str. 13mm 30 meter |  |  | 1207.5 | 1 | NA
SINGLE CLEAR FIBER OPTIC CABLE WITHOUT BLACK COVER ( FOR CUTTING COST ADD 10%)
|  | 811-003 | SF-050 | Single Fiber String 0.5mm clear 1000 meter roll |  |  | 126 | 1 | NA
|  | 811-004 | SF-075 | Single Fiber String 0.75mm clear 1000 meter roll |  |  | 513.45 | 1 | NA
|  | 811-001 | SF-100 | Single Fiber String 1mm clear 200 meter roll |  |  | 84 | 1 | NA
|  | 811-005 | SF-150 | Single Fiber String 1.5mm clear 700 meter roll |  |  | 705.6 | 1 | NA
|  | 811-002 | SF-200 | Single Fiber String 2mm clear 250 meter roll |  |  | 471.45 | 1 | NA
LIGHT ENGINES
|  | 815-001 | H-50 | H-Series Light Engine 50w halogen |  |  | 135.45 | 1 | NA
|  | 815-002 | H-100 | H-Series Light Engine 100w halogen |  |  | 246.75 | 1 | NA
|  | 815-004 | H-100DMX | H-Series Light Engine 100w halogen DMX |  |  | 303.45 | 1 | NA
|  | 815-005 | R-150 | R-Series Light Engine 150w clear |  |  | 782.25 | 1 | NA
|  | 815-007 | R-150-DMXMS | R-Series Light Engine 150w master/slave |  |  | 975.45 | 1 | NA
|  | 815-008 | R-150-DMXMSWP | R-Series Light Engine 150w master/slave Waterproof |  |  | 1359.75 | 1 | NA
|  | 815-009 | R-150-DMXMSD | R-Series Light Engine 150w master/slave Dimmable, diafragma included |  |  | 1044.75 | 1 | NA
COLOUR WHEEL
|  | 818-001 | CW1 | Colour Wheel R-Series Light Engine 123mm 8 colors |  |  | 58.8 | 1 | NA
|  | 818-007 | CW1TW | Twinkle Wheel R-Series Light Engine 123mm black/white |  |  | 58.8 | 1 | NA
|  | 818-002 | CW2 | Colour Wheel H-Series Light Engine 72mm 5color |  |  | 26.25 | 1 | NA
|  | 818-003 | CW2TW | Twinkle Wheel H-Series Light Engine 72mm black/white |  |  | 26.25 | 1 | NA
|  | 818-004 | CW3 | Colour Wheel H-Series Light Engine DMX 100mm |  |  | 43.05 | 1 | NA
|  | 818-005 | CW4 | Colour Wheel H-20 or FOSL100 Light Engine 78mm standard |  |  | 19.95 | 1 | NA
|  | 818-006 | CW4TW | Twinkle Wheel H-20 or FOSL100 78mm black/white |  |  | 19.95 | 1 | NA
REPLACEMENT LAMPS
|  | 820-001 | H20BULB | Replacement bulb H20 Philips 14611 |  |  | 13.1776 | 1 | NA
|  | 820-002 | H50BULB | Replacement bulb H50 Philips 14589 45/24 |  |  | 16.3275 | 1 | NA
|  | 820-003 | H75BULB | Replacement bulb H75 Osram HLX64615 |  |  | 19.8975 | 1 | NA
|  | 820-004 | H100BULB | Replacement bulb H100 Osram 64637 |  |  | 24.15 | 1 | NA
|  | 820-005 | R150OSRBULB | Replacement bulb R-Series Osram HQI-R 150W |  |  | 261.45 | 1 | NA
ACCESSORIES
|  | 825-001 | OFC-415 | Adjustable adapter R-Series Light Engine 6.5-15mm |  |  | 82.95 | 1 | NA
|  | 825-002 | OFC-425 | Adjustable adapter R-Series Light Engine 15-25mm |  |  | 93.45 | 1 | NA
|  | 825-003 | OFC-MULTI-1 | Universal multi connector |  |  | 40.95 | 1 | NA
|  | 825-009 | HRTAPE | Heat resistant tape |  |  | 10.5 | 1 | NA
ENDPIECES
|  | 830-001 | FO-011 | Endpiece Bug eye |  |  | 14.0843 | 1 | NA
|  | 830-002 | FO-022 | Endpiece Pave 1 |  |  | 43.0354 | 1 | NA
|  | 830-003 | FO-023 | Endpiece Pave 2 |  |  | 31.2985 | 1 | NA
|  | 830-004 | FO-025 | Endpiece Soleil 1 |  |  | 66.5092 | 1 | NA
|  | 830-005 | FO-026 | Endpiece Soleil 2 |  |  | 52.8162 | 1 | NA
|  | 830-006 | FO-001TR | Endpiece Tronix star |  |  | 0.86467 | 1 | 8714984002883
|  | 830-007 | FO-028 | Endpiece Sun bath |  |  | 66.5092 | 1 | NA
|  | 830-008 | FO-013 | Endpiece Spear head |  |  | 5.4772 | 1 | NA
|  | 830-013 | FO-004 | Endpiece Full moon |  |  | 9.7808 | 1 | NA
|  | 830-014 | FO-010 | Endpiece Silver valley |  |  | 10.9545 | 1 | NA
|  | 830-015 | FOG-022 | Endpiece Garden lamp 22 |  |  | 70.4216 | 1 | NA
WELLNESS
PRODUCTS FOR SAUNA, POOL AND STEAM BAD
|  | 210-015 | L-SL-16L-RC | LED saunalamp 16 LED 5 Volt manual or automatic colour changing + remote control | RGB | IP44 | 261.45 | 5 | 8714984905917
Accesory for SL16
|  | 210-020 | SL-END-RING | Alu endstop ring for acrylic tube. Price pro ring |  |  | 2.1 | 16 | 8714984904217
|  | 210-021 | SL-TROUGH-RING | Alu trough ring for acrylic tube. Price pro ring |  |  | 2.1 | 16 | 8714984904224
FIBER OPTIC STARLIGHT KIT'S
|  | 833-001 | FOSL-100-20W | 20 Watt halogen lamp + color wheel and 100 endpieces in retail packing |  | IP20 | 208.95 | 4 | 8714984001732
|  | 833-002 | FOSL-50-50W | 50 Watt halogen lamp + color wheel and 50 string at 5m |  | IP20 | 225.75 | 1 | NA
|  | 833-003 | FOSL-84-50W | 50 Watt halogen lamp + color wheel and 84 string at 5m |  | IP20 | 282.45 | 1 | NA
|  | 833-004 | FOSL-100-100W-DMX | 100 Watt halogen lamp + color wheel and 100 string at 6m master/slave |  | IP20 | 418.95 | 1 | 8714984906594
|  | 833-005 | FOSL-300-150W | 150 Watt HQI 300 string at 10m (color wheel and more or les strings possible) |  | IP20 | 1657.95 | 1 | NA
Chicken Lighting
CHICKEN LIGHT ROPELIGHT AND LIGHTBARS
|  | 050-016 | L-DL-2W-60M-24V- UBA | Ropelight 13mm 36 led/m unit 28cm ultra bright amber 1,7 Watt p/meter | Amber | IP44 | 435.75 | 1
|  | 960-001 | CFB-190-40-24V UBA | Light bar 190cm with 40 amber led 2,4 Watt p/tube | Amber | IP67 | 36.6975 | 1
VARIOUS PRODUCTS
HIGHBAY FIXTURES
|  | 950-001 | LF-211-MH250 | Highbay Fixture Aluminium reflector 47cm including 250 Watt metal halide lamp |  | IP20 | 94.5 | 4 | NA
|  | 950-002 | LF-211-MH400 | Highbay Fixture Aluminium reflector 47cm including 400 Watt metal halide lamp |  | IP20 | 94.5 | 4 | NA
FUN FAIR LAMP COVERS
|  | 585-050 | FLC-LH-E14-RW | Fun Fair Lamp holder E14 round wire for 60 volt funpark lamps (4pcs in seri) |  |  | 1.05 | 100 | NA
|  | 585-045 | FLC-LH-E14 | Fun Fair Lamp holder E14 flatcable |  |  | 1.05 | 100 | NA
|  | 585-060 | FLC-COV-E14-CL | Fun Fair Lamp cover E14 cap | Clear |  | 1.05 | 100 | NA
|  | 585-070 | FLC-COV-E14-GR | Fun Fair Lamp cover E14 cap | Green |  | 1.05 | 100 | NA
|  | 585-075 | FLC-COV-E14-YE | Fun Fair Lamp cover E14 cap | Yellow |  | 1.05 | 100 | NA
|  | 585-085 | FLC-COV-E14-OR | Fun Fair Lamp cover E14 cap | Orange |  | 1.05 | 100 | NA
|  | 585-090 | FLC-COV-E14-PI | Fun Fair Lamp cover E14 cap | Pink |  | 1.05 | 100 | NA
LED SIGNS
|  | 205-005 | L-S-OPEN-24V-R | LED sign "Open" 24 Volt including power supply red | Red | IP20 | 68.25 | 1 | 8714984005877